## Copyright
ELEXPERT(pty)ltd |  | COPYRIGHT
COST OF SUPPLY STUDY MODEL.
NB! | This model is the sole property of Elexpert(PTY)Ltd
Elexpert thus retains the copyright of this model and any details relating thereto.
Where ever this model is made available to a customer, NERSA or any other party it remains the property of Elexpert.
This model or any part thereof may not be used, reproduced or be made available in any way.
The model have to be protected by the party to whom is was provided for purpose of completion of project or approval.

## NetConstr
SWARTLAND
Reticulation | Rural MV | N7 | 11 kV
Rural | Rural LV | N8 | 400 V

## DepROA
Sum of Quantity | Sum of Quantity | Service connection | Meter Incl Inst | Current Replacement cost | Life expectancy Years | CRC Depreciation | ROA @ 3.5% | Total Capex provision | Current Depreciation | Current Interest | Total current provision | Capital ratios
Energy |  |  |  |  | 15 | 0 | 0 | 0 | 0 | 0 | 0 | 0%
HV |  |  |  |  | 50 | 0 | 0 | 0 | 0 | 0 | 0 | 0%
HV/MV |  |  |  |  | 50 | 0 | 0 | 0 | 0 | 0 | 0 | 0%
MV |  |  |  | 178550073.5301 | 45 | 3967779.4118 | 6249252.5736 | 10217031.9853 | 1474225.4018 | 93366.1889 | 1567591.5907 | 10.58%
MV to LV |  |  |  | 274087709.316 | 40 | 6852192.7329 | 9593069.8261 | 16445262.559 | 2545926.9622 | 143324.079 | 2689251.0412 | 18.14%
LV |  |  |  | 171147553.8438 | 35 | 4889930.1098 | 5990164.3845 | 10880094.4944 | 1816849.7874 | 89495.3137 | 1906345.1011 | 12.86%
1 PH kWh Pre-paid | 13560 | 8000 | 3603.8711 | 157348492.3383 | 10 | 15734849.2338 | 5507197.2318 | 21242046.4657 | 5846271.1825 | 82279.6024 | 5928550.7849 | 40%
3 PH kWh Pre-paid | 818 | 10000 | 6435.4841 | 13444226.0236 | 10 | 1344422.6024 | 470547.9108 | 1814970.5132 | 499519.1883 | 7030.1631 | 506549.3514 | 3.417%
1 PH kWh | 5989 | 6000 | 2574.1937 | 51350845.7972 | 30 | 1711694.8599 | 1797279.6029 | 3508974.4628 | 635978.9143 | 26852.0347 | 662830.949 | 4.472%
3 Ph kWh | 664 | 10000 | 5148.3873 | 10058529.1733 | 30 | 335284.3058 | 352048.5211 | 687332.8268 | 124574.627 | 5259.7376 | 129834.3646 | 0.8759%
3 TOU | 66 | 20000 | 25741.9365 | 3018967.812 | 30 | 100632.2604 | 105663.8734 | 206296.1338 | 37389.8393 | 1578.6581 | 38968.4974 | 0.2629%
3 PH TOU & ct's | 243 | 12000 | 38612.9048 | 12298935.8709 | 30 | 409964.529 | 430462.7555 | 840427.2845 | 152322.0068 | 6431.2758 | 158753.2826 | 1.071%
TOU RMU & CT/VT's | 7 | 450000 | 51483.8731 | 3510387.1116 | 30 | 117012.9037 | 122863.5489 | 239876.4526 | 43476.0548 | 1835.6277 | 45311.6825 | 0.3057%
TOU at HV sub With CB | 1 | 950000 | 51483.8731 | 1001483.8731 | 30 | 33382.7958 | 35051.9356 | 68434.7313 | 12403.3522 | 523.6891 | 12927.0413 | 0.08721%
Streetlight | 5274.25 |  |  | 46482303.8576 | 15 | 3098820.2572 | 1626880.635 | 4725700.8922 | 1151364.2934 | 24306.2099 | 1175670.5032 | 7.932%
TOTALS | 26622.25 |  |  | 922299508.5476 |  | 38595966.0025 | 32280482.7992 | 70876448.8016 | 14340301.61 | 482282.58 | 14822584.19 | 100%
14822584.19
51.27%

## NetRR
SWARTLAND
TOTAL NETWORK CAPITAL REVENUE REQUIREMENT
Total Network Levilised costs |  |  | Adjustment to reflect cash payments |  | Adjustment: difference: revenue requirement - capital provision in budget |  |  | Reconciled
|  | R/year | % | % |  |  |  | R/year
Energy | Energy | 0 | 0% | 0 | LEVELISATION ADJUSTMENT |  |  | 0
N2 | HV | 0 | 0% | 0 |  |  |  | 0
N3 | HV/MV | 0 | 0% | 0 | Total levelised costs |  | 35596725.3156 | 0
N4 | MV | 1474225.4018 | 0% | 1474225.4018 | Current capital provision |  | 14822584.19 | 613871.9205
N5 | MV to LV | 2545926.9622 | 0% | 2545926.9622 | Difference |  | -20774141.1256 | 1060131.6948
N6 | LV | 1816849.7874 | 0% | 1816849.7874 | % Adjustment |  | 41.64% | 756541.752
N7 |  |  | 0% | 0 |  |  |  | 0
N8 |  |  | 0% | 0 |  |  |  | 0
Streetights |  | 1151364.2934 | 0% | 1151364.2934 |  |  |  | 479431.5775
N10 |  | 0 | 0% | 0 |  |  |  | 0
N11 |  | 0 | 0% | 0 |  |  |  | 0
N12 |  | 0 | 0% | 0 |  |  |  | 0
N13 |  | 0 | 0% | 0 |  |  |  | 0
N14 |  | 0 | 0% | 0 |  |  |  | 0
N15 |  | 0 | 0% | 0 |  |  |  | 0
N16 |  | 0 | 0% | 0 |  |  |  | 0
N17 |  | 0 | 0% | 0 |  |  |  | 0
N18 |  | 0 | 0% | 0 |  |  |  | 0
N19 |  | 0 | 0% | 0 |  |  |  | 0
N20 |  | 0 | 0% | 0 |  |  |  | 0
N21 |  | 0 | 0% | 0 |  |  |  | 0
N22 |  | 0 | 0% | 0 |  |  |  | 0
N23 |  | 0 | 0% | 0 |  |  |  | 0
N24 |  | 0 | 0% | 0 |  |  |  | 0
N25 |  | 0 | 0% | 0 |  |  |  | 0
N26 |  | 0 | 0% | 0 |  |  |  | 0
N27 |  | 0 | 0% | 0 |  |  |  | 0
N28 |  | 0 | 0% | 0 |  |  |  | 0
N29 |  | 0 | 0% | 0 |  |  |  | 0
N30 |  | 0 | 0% | 0 |  |  |  | 0
N31 |  | 0 | 0% | 0 |  |  |  | 0
N32 |  | 0 | 0% | 0 |  |  |  | 0
N33 |  | 0 | 0% | 0 |  |  |  | 0
N34 |  | 0 | 0% | 0 |  |  |  | 0
N35 |  | 0 | 0% | 0 |  |  |  | 0
Totals |  | 6988366.4448 |  | 6988366.4448 |  |  |  | 2909976.9448
METERING
1 PH kWh Pre-paid |  | 21242046.4657 | 0% | 21242046.4657 |  |  |  | 8845252.4583
3 PH kWh Pre-paid |  | 1814970.5132 | 0% | 1814970.5132 |  |  |  | 755759.2165
1 PH kWh |  | 3508974.4628 | 0% | 3508974.4628 |  |  |  | 1461147.5897
3 Ph kWh |  | 687332.8268 | 0% | 687332.8268 |  |  |  | 286207.47
3 TOU |  | 206296.1338 | 0% | 206296.1338 |  |  |  | 85902.3347
3 PH TOU & ct's |  | 840427.2845 | 0% | 840427.2845 |  |  |  | 349956.4657
TOU RMU & CT/VT's |  | 239876.4526 | 0% | 239876.4526 |  |  |  | 99885.2811
TOU at HV sub With CB |  | 68434.7313 | 0% | 68434.7313 |  |  |  | 28496.4293
|  |  | 0% | 0 |  |  |  | 0
0
0
SUB-TOTAL |  | 28608358.8708 |  | 28608358.8708 |  |  |  | 11912607.2452
GRAND TOTAL |  | 35596725.3156 |  | 35596725.3156 |  |  |  | 14822584.19
[7 empty] | Check | 0
Replacement value per kVA
| Total capex | Total kVA ADMD | R/kVA of ADMD | Total kVA capacity | R/kVA of installed capacity |  |  | Replacement | MD | Replacement cost / kVA | Cumm Replacement /kVA
| Rands | [5 empty] | 30
N1 |  | 386780.0775 | 0 | 580170.1162 | 0 | 0 | #REF!
N2 |  | 386780.0775 | 0 | 580170.1162 | 0 | 0 | #REF! | #REF! | #REF! | #REF! | #REF!
N3 | #REF! | 386554.3487 | #REF! | 579831.523 | #REF! | #REF! | #REF! | #REF! | #REF! | #REF! | #REF!
N4 | #REF! | 383131.6971 | #REF! | 574697.5457 | #REF! | #REF! | #REF! | #REF! | #REF! | #REF! | #REF!
N5 | 0 | 293140.0623 | 0 | 439710.0934 | 0 | 0 | #REF! | #REF! | #REF! | #REF! | #REF!
N6 | 32280482.7992 | 235432.4832 | 137.1114 | 353148.7249 | 91.4076 | 11.426 | #REF! | #REF! | #REF! | #REF! | #REF!
Tot | #REF! | [5 empty] | #REF! | #REF!

## Eskom
SUMMARY | Darling!C3 | Malmesbury!C3 | Moreesburg!C3 | Yzerfontein!C3 | PPC ONG'!C3 | PPC Vill'!C3 | TOTALS ALL TOWNS
CONSUMPTION DETAILS (2022-06-26 - 2022-07-25) | 2022-07-25) | 2022-08-25) | 2022-09-25) | 2022-10-25) | 2022-11-25) | 2022-12-25) | 2022-07-25) | 2022-08-25) | 2022-09-25) | 2022-10-25) | 2022-11-25) | 2022-12-25) | 2023-01-25) | 2023-02-25) | 2023-03-25) | 2023-04-25) | 2023-05-25) | 2023-06-25) | Year Total
ADMINISTRATION CHARGE R 4019.70 | 4019.7 | 11687.62 | 3912 | 4019.7 | 1270.8 | 1160.06 | 26069.88 | 26656.33 | 28484.87 | 26345.47 | 26279.31 | 26240.92 | 26795.73 | 25525.27 | 25235.85 | 26488.41 | 26171.22 | 26279.31 | 316572.57
TRANSMISSION NETWORK CAPACITY R 67411.67 | 67411.67 | 392876.15 | 95440 | 0 | 97211.01 | 3483.3 | 656422.13 | 622222.38 | 592244.45 | 573263.26 | 566822.59 | 567736.17 | 568497.95 | 571678.75 | 570850.81 | 590130.03 | 597085.5 | 640939.19 | 7117893.21
DIST. NETWORK CAPACITY CHARGE R 131230.00 | 131230 | 764874.82 | 185760 | 125798.87 | 6009.5 | 3073.11 | 1216746.3 | 1179352.67 | 1184282.39 | 1179374.2 | 1179046.87 | 1192262.16 | 1192925.15 | 1192665.2 | 1191595.49 | 1204714.27 | 1225643.19 | 1238746.41 | 14377354.3 | 7117893.21
EXCESS | 0 | 0 | 0 | 33242.87 | 0 | 0 | 33242.87 | 0 | 0 | 0 | 0 | 14104.75 | 26595.44 | 0 | 0 | 35846.04 | 73091.67 | 130985.82 | 313866.59
NETWORK DEMAND CHARGE R 246542.51 | 246542.51 | 1249260.56 | 297488.81 | 52135.28 | 24802.22 | 0 | 1870229.38 | 1715176.2 | 1734689.11 | 1684322.24 | 1748689.84 | 1751353.94 | 1689173.37 | 1816019.56 | 1651564.7 | 1801599.16 | 2033898.01 | 2071007.83 | 21567723.34 | 43.3508
ANCILLARY SERVICE (ALL) R 11954.65 | 11954.65 | 65332.33 | 12790.24 | 5352.16 | 385.62 | 47.77 | 95862.77 | 108521.9 | 89820.81 | 575507.08 | 90783.13 | 80812.92 | 80354.75 | 83579.38 | 86350.47 | 81399.79 | 83843.27 | 98795.45 | 1555631.72
ENERGY CHARGE (PEAK) 350862.00 R 1661514.48 | 1661514.48 | 3824757.03 | 1775377.45 | 715186.24 | 0 | 0 | 7976835.2 | 6343486.9 | 7092145.85 | 6548144.48 | 6662063.98 | 5744864.89 | 5608660.79 | 5982769.08 | 6333634.57 | 5310554.74 | 5945322.26 | 12001131.02 | 81549613.76
ENERGY CHARGE (OFF) 857460.00 R 671402.41 | 671402.41 | 8665048.59 | 627391.34 | 522276.01 | 76826.39 | 12465.83 | 10575410.57 | 14915616.32 | 5545124.09 | 4265553.31 | 4487383.51 | 3579737.69 | 3389090.62 | 4014238.71 | 3937169.4 | 3071566.88 | 3916514.54 | 7277269.23 | 68974674.87
ENERGY CHARGE (STD) 809259.00 R 1167992.72 | 1167992.72 | 6212759.03 | 1422496.46 | 305661.44 | 0 | 0 | 9108909.65 | 10667031.76 | 4102944.33 | 4357228.31 | 4151449.97 | 3985108.19 | 4099314.34 | 3958442.02 | 4090731.76 | 4557690.67 | 4060348.67 | 8184267.03 | 65323466.7
ELECTRIFICATION AND RURAL SUBS (ALL) R 233856.76 | 233856.76 | 1277247.21 | 250583.98 | 104699.34 | 0 | 0 | 1866387.29 | 2111903.22 | 1746128.15 | 1774590.66 | 1768237.21 | 1574070.99 | 1541770.91 | 1627249.07 | 1682739.11 | 1585303.52 | 1632822.34 | 1922634.27 | 20833836.74
REACTIVE ENERGY 40009.00 R 8377.41 | 8377.41 | 0 | 324.95 | 0 | 0 | 0 | 8702.36 | 15599.87 | 4591.24 | 0 | 0 | 0 | 0 | 0 | 0 | 0 | 0 | 6229.44 | 35122.91
SERVICE CHARGE R 8917.50 | 8917.5 | 182989.28 | 8678.7 | 8917.5 | 2741 | 0 | 212243.98 | 204956.46 | 207931.48 | 212877.68 | 207971.08 | 212877.68 | 213873.96 | 196165.32 | 210885.12 | 207971.08 | 212877.68 | 207971.08 | 2508602.6
REBILLED | 0 | 0 | 0 | 0 | 0 | 0 | 0 | -651335.03 | -37856.67 | 0 | -688278.62 | -172746.21 | 0 | 0 | 0 | 0 | 0 | 0 | -1550216.53
TOTAL CHARGES FOR BILLING PERIOD R 4213219.81 | 4213219.81 | 22650825.62 | 4689849.61 | 1884085.41 | 209246.54 | 20230.07 | 33667457.06 | 37279583.66 | 22310924.78 | 21217601.37 | 20220843.55 | 18576818.77 | 18457447.69 | 19488727.04 | 19801151.96 | 18493659.27 | 19828013.03 | 33817394.08 | 283159622.26
0 | 4213219.81 | 22650825.62 | 4689849.61 | 1884085.41 | 0 |  | 33667457.06 | 37279583.66 | 22310924.78 | 21217601.37 | 20220843.55 | 18576818.77 | 18457447.69 | 19488727.04 | 19801151.96 | 18493659.27 | 19828013.03 | 33817394.08 | 283159622.26
0 | 0 | 0 | 0 | 0 | 0 |  | 0 | 0 | 0 | 0 | 0 | 0 | 0 | 0 | 0 | 0 | 0 | 0 | 0
0 | 0 | 0 |  | 0 |  |  | 0 | 0 | 0 | 0 | 0 | 0 | 0 | 0 | 0 | 0 | 0 | 0 | 0
0 | 1 |  | 0 |  |  |  | 7 | 8 | 9 | 10 | 11 | 0 | 66 | 0 | 0 | 0 | 0 | 0 | 0
CONSUMPTION DETAILS (2022-06-26 - 2022-07-25)
ENERGY CONSUMPTION OFF PEAK kWH 857460.25 | 857460.25 | 729643.05 | 827384.55 | 390707.5 | 0 | 0 | 6904181.7 | 7375463.31 | 5883077.39 | 6357205.42 | 6056972.53 | 5814279.76 | 5980907.9 | 5775375.79 | 5968385.52 | 6649680.46 | 5924056.92 | 6699305.78 | 75388892.48
ENERGY CONSUMPTION STD kWh 809259.25 | 809259.25 | 675399.95 | 1015482.62 | 361758.25 | 62898.55 | 7873 | 6517546.12 | 7585401.75 | 6390527.52 | 6225871.86 | 6319191.79 | 5492261.14 | 5380239.4 | 5743205.95 | 6026539.21 | 5054828.02 | 5663969.71 | 6988307.68 | 73387890.15
ENERGY CONSUMPTION PEAK kWh 350862.00 | 350862 | 313471.39 | 382661.48 | 150899.75 | 0 | 0 | 2684243.07 | 3123450.71 | 2693965.37 | 2602860.13 | 2752548.7 | 2160672.69 | 2029291.96 | 2429464.44 | 2395333.01 | 1860456.54 | 2384113.79 | 2775870.11 | 29892270.52
ENERGY CONSUMPTION ALL kWh 2017581.50 | 2017581.5 | 1718514.39 | 2225528.65 | 903365.5 | 62898.55 | 7873 | 16105970.89 | 18084315.77 | 14967570.28 | 15185937.41 | 15128713.02 | 13467313.59 | 13204398.61 | 13928046.18 | 14390257.74 | 13564965.02 | 13972140.42 | 16463483.57 | 178463112.5
DEMAND CONSUMPTION - OFF PEAK 5050.59 | 5050.59 | 5474.71 | 5265.07 | 0 | 218.18 | 0 | 34560.39 | 31285.68 | 33726.81 | 30722.11 | 30480.85 | 31012 | 30189.4 | 31547.85 | 31228.84 | 32841.23 | 35698.35 | 33231.28 | 386524.79
DEMAND CONSUMPTION - STD 5450.26 | 5450.26 | 4811.81 | 6712.11 | 0 | 0 | 0 | 37260.58 | 34945.2 | 34905.49 | 34299.99 | 36645 | 36580.2 | 34558.32 | 37378.22 | 34178.1 | 36257.55 | 38045.66 | 37463.79 | 432518.1 | Hi MD
DEMAND CONSUMPTION - PEAK 5450.26 | 5450.26 | 6138.51 | 6757.26 | 0 | 242.19 | 0 | 39702.33 | 35524.61 | 36013.49 | 35180.45 | 36333.02 | 36148.18 | 34946.77 | 38073.29 | 34477.52 | 37930 | 43184.52 | 43611.08 | 451125.26 | 43611.08
DEMAND READING - KW/KVA 5450.26 | 5450.26 | 6138.51 | 6757.26 | 3459.6 | 242.19 | 0 | 43161.93 | 38848.61 | 39780.08 | 37564.38 | 39806.39 | 41249.71 | 39706.81 | 42069.36 | 38562.7 | 42098.09 | 46960.13 | 47708.15 | 497516.34 | LF
REACTIVE ENERGY - OFF PEAK 302269.75 | 302269.75 | 13256.25 | 249388.64 | 41457 | 0 | 0 | 1407528.44 | 1489041.24 | 706317.79 | 912738.73 | 1046634.91 | 1123353.51 | 1363382.34 | 1706315.06 | 1617605.25 | 1694455.79 | 1324770.46 | 1332265.03 | 15724408.55 | 56.52%
REACTIVE ENERGY - STD 270069.25 | 270069.25 | 24589.5 | 267082.18 | 39843.5 | 0 | 0 | 1347305.63 | 1513059.2 | 960791.19 | 1108482.39 | 1301214.22 | 1211832.49 | 1283429.29 | 1725390.51 | 1675827.69 | 1288910.74 | 1268688.01 | 1409340.2 | 16094271.56
REACTIVE ENERGY - PEAK 100984.25 | 100984.25 | 7684.83 | 88821.84 | 13374.25 | 0 | 0 | 486042.92 | 541839.92 | 345635.64 | 415058.99 | 504218.85 | 445181.17 | 456198.77 | 706037.31 | 622828.44 | 441378.74 | 486637.53 | 497911.64 | 5948969.92
EXCESS REACTIVE ENERGY 40008.95 | 40008.95 | 0 | 1641.7 | 94674.75 | 0 | 0 | 136384.4 | 165165.58 | 118838.82 | 111990 | 124747.5 | 142156.75 | 148569.75 | 120345.25 | 95681.75 | 86049.75 | 64550.5 | 63677.76 | 1378157.81
LOAD FACTOR 51.00 | 51 | 37 | 46 | 36 | 36 | 0 | 217 | 258 | 217 | 206 | 216 | 189 | 198 | 192 | 205 | 167 | 160 | 191 | 2416

## Trial
NERSA RR | Energy | HV networks | HV/MV networks | Networks MV | NetworksMV/LV | Networks LV | Custemer Services | Streetlights | Electricity Total | With 7.5% surplus and 35% ROA at CRC | NERSA RR |  |  | FOR COS STUDY | ENERGY | 640840.7147 | 15275997.9645 | 663771.9344 | 16671907.65
Bulk | 283590876.3035 | [7 empty] | 283590876.3035 | 283590876.3035 | Bulk |  |  | Bulk (full cost as losses are included) | 540953415.17 |  |  |  | 540953415.17
Operating cost | 0 |  |  | 801471.5237 | 1201520.419 | 4341007.0791 | 5603029.5384 | 1232603.9871 | 13179632.5472 | 26359265.0944 | Operating cost |  |  | Operating cost | 565371.4594 | 33773657.3518 | 17143723.5488 | 1642037.875 | 53124790.235
Shared cost | 137484.1024 |  |  | 2117721.7443 | 3071895.388 | 5981508.4175 | 9429310.1545 | 1959045.7497 | 22696965.5563 | 45256447.0102 | Shared cost adjusted |  | 0.3371 | Shared cost adjusted to 30% of own cost | 2831317.1074 | 11977073.1199 | 21214957.5301 | 3151605.2315 | 39174952.989
Depreciation | 0 |  |  | 1669765.5316 | 2451814.659 | 1972213.2635 | 7160109.7808 | 1086398.3751 | 14340301.61 | 30725834.89 | Depreciation |  |  | Depreciation | 67076.2603 | 566003.7975 | 5707547.9192 | 1013454.383 | 7354082.36
Interest / ROA | 0 |  |  | 104382.3594 | 136240.6579 | 95891.7011 | 123129.7879 | 22638.0737 | 482282.58 | 26034900.5563 | Interest |  |  | Interest (excluding Eskom) | 91297.0364 | 640840.7147 | 15275997.9645 | 663771.9344 | 16671907.65
Repairs and Maintance actual | 0 |  |  | 635687.2652 | 829703.9054 | 583979.2624 | 749858.8706 | 137865.5863 | 2937094.89 | 5874189.78 | Repairs and Maintance actual / @ 6% |  |  | Repairs and Maintance actual | 565371.4594 | 8133325.5718 | 36594349.1088 | 8139350.245 | 53432396.385
Bad debt written off | 0 |  |  | 0 | 0 | 0 | 0 | 0 | 0 | 0 | Bad debt written off |  |  | Bad debt written off (this is not a cost)
Sub-total cost | 283728360.4059 |  |  | 5329028.4242 | 7691175.0293 | 12974599.7235 | 23065438.1322 | 4438551.7719 | 337227153.487 | 417841513.6345 | Sub-total cost |  |  | Sub-total cost | 545073848.4929 | 55090900.5556 | 95936576.0715 | 14610219.669 | 710711544.789
Surplus: |  |  |  | 0 |  |  | 0 | 15% | 50584073.0231 | 31338113.5226 | Surplus: 7.5% |  |  | Current Revenue | 0 |  |  |  | -682063859.71
Total Allowed revenue |  |  |  | 0 |  |  | 0 | 0 | 387811226.5101 | 449179627.1571 | Total Allowed revenue |  |  | Surplus |  |  |  |  | -28647685.079
Adjusted revenue |  |  |  | 0 |  |  | 0 | 0 | -387611037.88 | -387611037.88 | Adjusted revenue |  |  | Suplus % |  |  |  |  | -0.040308
Shortfall |  |  |  | 0 |  |  | 0 | 0 | 200188.6301 | 61568589.2771 | Shortfall
% Structure increase |  |  |  | 0 | R/kWh | R/kWh | R/kVA | R/kVA | 0.05165% | 15.88% | % Structure increase
NERSA RR | Energy | HV networks | HV/MV networks | Networks MV | NetworksMV/LV | Networks LV | Custemer Services | Streetlights | Electricity Total
Total Support costs | 137484.1024 | 0 | 0 | 3554880.5332 | 5103119.7124 | 10906494.7589 | 15782198.5635 | 3329515.3231 | 38813692.9935 |  | 3603456.02
Total capital provision | 0 | 0 | 0 | 1774147.8909 | 2588055.3169 | 2068104.9646 | 7283239.5687 | 1109036.4488 | 14822584.19 |  | 19553220.03
Purchases | 283590876.3035 | 0 |  |  |  |  | 0 | 0 | 283590876.3035 |  | 23156676.05 | 11578338.025
GRAND TOTAL | 283728360.4059 | 0 | 0 | 5329028.4242 | 7691175.0293 | 12974599.7235 | 23065438.1322 | 4438551.7719 | 337227153.487
0.04848%
REVENUE ANALYSIS |  |  |  | NERSA RR | Total Support costs | Total capital provision | Purchases | GRAND TOTAL
Sales revenue |  |  |  | Energy | 137484.1024 | 0 | 283590876.3035 | 283728360.4059
Income foregone |  |  |  | Customer services | 15782198.5635 | 7283239.5687 | 0 | 23065438.1322 | 15782198.5635
Equatable share |  | 6522516 |  | HV | 0 | 0 | 0 | 0 | #REF!
FBE adjustment |  |  |  | HV/MV | 0 | 0 | 0 | 0
Grants and capital receipts |  |  |  | MV | 3554880.5332 | 1774147.8909 | 0 | 5329028.4242
Other income |  |  |  | MV to LV | 5103119.7124 | 2588055.3169 | 0 | 7691175.0293
TOTAL REVENUE | 0 |  |  | LV | 10906494.7589 | 2068104.9646 | 0 | 12974599.7235
|  |  |  | Streetlights | 3329515.3231 | 1109036.4488 | 0 | 4438551.7719
|  |  |  | Electro Technical Services Total | 38813692.9935 | 14822584.19 | 283590876.3035 | 337227153.487
REQUIRED REVENUE FROM TARIFFS |  |  | 0
Base revenue | #REF!
Income foregone | 0
TOTAL REVENUE | #REF!
- Addisional streetlight | -3815000

## OpexSeperation
SWARTLAND
OPERATING COST SEPARATION
Total Support costs
Energy | N0 | 137484.1024
Customer services | 0 | 15782198.5635
HV | 0 | 0
HV/MV | 0 | 0
MV | 0 | 3554880.5332
MV to LV | 0 | 5103119.7124
LV | 0 | 10906494.7589
SL | N7 | 3329515.3231
38813692.9935
| Network operating | Adjust Factoractor | Initial ratio | Act Share | ALLOCATED SUPPORT
N0 |  |  |  | 0% | 0
0 |  | 100% |  | 0% | 0
0 |  | 100% | 0% | 0% | 0
0 | 0 | 100% | 0% | 0% | 0
0 | 3554880.5332 | 100% | 18.17% | 18.17% | 3554880.5332
0 | 5103119.7124 | 100% | 26.08% | 26.08% | 5103119.7124
0 | 10906494.7589 | 100% | 55.75% | 55.75% | 10906494.7589
0
0 | 19564495.0045 |  | 100% | 100% | 19564495.0045
Customer service direct |  |  | 15782198.5635
Total
| Service connection / Metering share |  | 50% | 7891099.2817
| Billing share |  | 25% | 3945549.6409
| Customer service share |  | 25% | 3945549.6409
|  |  | 100% | 15782198.5635
Service connection / Metering Revenue requirement |  |  |  | 7891099.2817
Metering | Meter capex RR | Customers | Equivalant meter cost weight | Equivalant single phase meters | Portion of metering opex | Opex R/y | Metering: Capex and Opex | Total R/cust/m
1 PH kWh Pre-paid | 8845252.4583 | 13560 | 1.5 | 20340 | 54.24% | 4280303.4626 | 13125555.9209 | 80.6634
3 PH kWh Pre-paid | 755759.2165 | 818 | 2.5 | 2045 | 5.454% | 430345.1613 | 1186104.3778 | 120.8338
1 PH kWh | 1461147.5897 | 5989 | 1.5 | 8983.5 | 23.96% | 1890467.3626 | 3351614.9523 | 46.6357
3 Ph kWh | 286207.47 | 664 | 2.5 | 1660 | 4.427% | 349326.6346 | 635534.1046 | 79.7608 | 11912607.2452
3 TOU | 85902.3347 | 66 | 10 | 660 | 1.76% | 138888.9029 | 224791.2376 | 283.8273
3 PH TOU & ct's | 349956.4657 | 243 | 15 | 3645 | 9.72% | 767045.532 | 1117001.9977 | 383.0597
TOU RMU & CT/VT's | 99885.2811 | 7 | 20 | 140 | 0.3733% | 29461.2824 | 129346.5635 | 1539.84
TOU at HV sub With CB | 28496.4293 | 1 | 25 | 25 | 0.06667% | 5260.9433 | 33757.3726 | 2813.1144
0
0 | 0
SUB-TOTAL | 11912607.2452 | 21348 | 78 | 37498.5 | 100% | 7891099.2817 | 19803706.5269
Billing/ cust.service | Equivelant cost weight | Number of customers | Equivelant < 50 kW customers | Billing/cust.serv. cost | R/cust/m
R/y
Small <50 kVa | 1 | 21031 | 21031 | 7328345.3588 | 29.0379
Medium <500 kVa | 5 | 309 | 1545 | 538362.1121 | 145.1894
Large <2000 kVa | 10 | 7 | 70 | 24391.8109 | 290.3787
Very large >2000kVa | 20 | 0 | 0 | 0 | #DIV/0!
| Total | 21347 | 22646 | 7891099.2817
Sub-Total | [6 empty] | 15782198.5635
GRAND TOTAL | [7 empty] | 38813692.9935
CHECK | [6 empty] | Check | 0

## D2
Electricity Distribution Form
Tariff Information
(D6 Form: Tariffs)
Completed form to be returned to NERSA no later than: | [5 empty] | 45230
Financial year reporting on: | [5 empty] | Financial year ending 30 June 2023
Full name of Licensee | [5 empty] | SWARTLAND LOCAL MUNICIPALITY
Licence number | [5 empty] | NER/D/W015
Enquiries: | [5 empty] | Veli Mahlangu (Senior Statistician)
Thilivhali Nthakheni (Financial Regulatory Reporting Specialist)
dforms@nersa.org.za
(012) 401-4600
Completed D-Forms may be returned to one of the following addresses: | [5 empty] | Email : dforms@nersa.org.za
D-Forms are available:
1. On the NERSA website: | [5 empty] | www.nersa.org.za
2. In the following formats | [5 empty] | Excel Documents
Licensee Contact Person
|  | Title | Initials | Last Name |  | Telephone number |  | Fax number | Email address
(Ms/ Mr)
Example |  | Ms | L | Mkhize |  | 0124014710 |  | 0124014700 | dforms@nersa.org.za
Contact Person: |  | Mr | M | Nolan | 0224879400 | 0224879440 | nolanm@swartland.org.za | Type here | nolanm@swartland.org.za
All information requested relates to a RING-FENCED ELECTRICITY DISTRIBUTION ACTIVITY. RING-FENCED means that separate accounts are kept for the electricity distribution activity.
Please complete the following:
Tariff Name | Tariff Number | SIC (code) | Load profile (code) | Tariff structure (code) | Number of consumers | Energy Sales |  | Revenue derived from energy charges | Revenue derived from demand charges | Revenue derived from fixed charge | Revenue | Extra municipal surcharge
Pre-paid meter system (Indigent Residential) | Type here | Type here | Type here | Type here | 6224 | 18717404.1 | kWh | 20768011.7982 | 0 | 0 | 20768011.7982 | Type here | %
Households Alternative <20 Amp:- | Type here | Type here | Type here | Type here | 360 | 1253742.73 | kWh | 2427088.6228 | 0 | 0 | 2427088.6228 | Type here | %
Pre-paid Meter System (Non-Indigent Residential) | Type here | Type here | Type here | Type here | 6976 | 21262208.7 | kWh | 55376267.1667 | 0 | 0 | 55376267.1667 | Type here | %
Residential Consumers (Houses, Flats & Farms) Network charge per month | Type here | Type here | Type here | Type here | 5561 | 25230461.52 | kWh | 48995242.0048 | 0 | 18418469.0917 | 67413711.0965 | Type here | %
Residential Consumers (Houses, Flats & Farms) Network charge per month | Type here | Type here | Type here | Type here | 0 | 0 | kWh | 0 | 0 | 0 | 0 | Type here | %
Net Metering Residential (for Approved SSEG Households) | Type here | Type here | Type here | Type here | 66 | 236442.6 | kWh | 420605.7003 | 0 | 239240.1068 | 659845.807 | Type here | %
Commercial Pre-paid:- | Type here | Type here | Type here | Type here | 818 | 4440325.67 | kWh | 13526824.9211 | 0 | 0 | 13526824.9211 | Type here | %
Commercial Alternative < 15 AMP:- | Type here | Type here | Type here | Type here | 227 | 320947.05 | kWh | 793127.7281 | 0 | 0 | 793127.7281 | Type here | %
Commercial Alternative < 15 AMP:-Dept | Type here | Type here | Type here | Type here | 5 | 18782.09 | kWh | 54143.2719 | 0 | 0 | 54143.2719 | Type here | %
Commerce / Non Standard (per kWh ) | Type here | Type here | Type here | Type here | 116 | 1387000.36 | kWh | 3181023.9737 | 0 | 0 | 3181023.9737 | Type here | %
Commerce / Non Standard (per kWh )-Dept | Type here | Type here | Type here | Type here | 8 | 41325.08 | kWh | 81245.3333 | 0 | 0 | 81245.3333 | Type here | %
Commerce Basic < 20KVA (Basic per month) | Type here | Type here | Type here | Type here | 176 | 691547.73 | kWh | 988545.6512 | 0 | 1482676.6734 | 2471222.3246 | Type here | %
Commerce Basic < 20KVA (Basic per month)-Dept | Type here | Type here | Type here | Type here | 20 | 54424.01 | kWh | 25234.3916 | 0 | 168485.9856 | 193720.3772 | Type here | %
Commerce Basic 20 to 40 KVA (Basic per month) | Type here | Type here | Type here | Type here | 157 | 2134706.69 | kWh | 2733744.6148 | 0 | 1739702.0519 | 4473446.6667 | Type here | %
Commerce Basic 20 to 40 KVA (Basic per month)-Dept | Type here | Type here | Type here | Type here | 27 | 164988.17 | kWh | 159490.5268 | 0 | 299184.4293 | 458674.9561 | Type here | %
Commerce Basic >40 KVA (Basic per month) | Type here | Type here | Type here | Type here | 240 | 5305263.56 | kWh | 10367438.6441 | 0 | 4853683.1191 | 15221121.7632 | Type here | %
Commerce Basic >40 KVA (Basic per month)-Dept | Type here | Type here | Type here | Type here | 18 | 119561.08 | kWh | 10629.3889 | 0 | 364026.2339 | 374655.6228 | Type here | %
Net Metering Commercial;Basic Charge <= 20 kVA per month | Type here | Type here | Type here | Type here | 0 | 0 | kWh | 0 | 0 | 0 | 0 | Type here | %
Net Metering CommercialBasic Charge 21 - 40 kVA per month | Type here | Type here | Type here | Type here | 0 | 0 | kWh | 0 | 0 | 0 | 0 | Type here | %
Net Metering CommercialBasic Charge 41 - 50 kVA per month | Type here | Type here | Type here | Type here | 0 | 0 | kWh | 0 | 0 | 0 | 0 | Type here | %
Sports Grounds including maintenance of Floodlighting:- | Type here | Type here | Type here | Type here | 22 | 106 | kWh | 1130103.3947 | 0 | 0 | 1130103.3947 | Type here | %
Bulk Industrial | Type here | Type here | Type here | Type here | 144 | 27015513.1 | kWh | 47063705.8502 | 54156984.2054 | 3297054.0592 | 104517744.1149 | Type here | %
Bulk Industrial-Dept | Type here | Type here | Type here | Type here | 22 | 1833698.3 | kWh | 2194007.3725 | 3549397.8158 | 503716.5924 | 6247121.7807 | Type here | %
Bulk Industrial mv | Type here | Type here | Type here | Type here | 4 | 39078971.76 | kWh | 22276128.38 | 9616670.47 | 91584.835 | 31984383.685 | Type here | %
Net Metering Industrial (for Approved SSEG) | Type here | Type here | Type here | Type here | 0 | 0 | kWh | 0 | 0 | 0 | 0 | Type here | %
Bulk Time Of Use Tariff: Alternative | Type here | Type here | Type here | Type here | 19 | 3883928.116 | kWh | 9621613.509 | 4344828.5353 | 237271.9374 | 14203713.9817 | Type here | %
Bulk Time Of Use Tariff: Alternative MV | Type here | Type here | Type here | Type here | 3 | 15697865.244 | kWh | 13214840.9998 | 13214840.9998 | 26353.5363 | 26456035.5358 | Type here | %
Net Metering Time of Use Bulk Consumers (for Approved SSEG) | Type here | Type here | Type here | Type here | 0 | 0 | kWh | 0 | 0 | 0 | 0 | Type here | %
Net Metering Commercial;Basic Charge <= 20 kVA per month | Type here | Type here | Type here | Type here | 0 | 0 | kWh | 0 | 0 | 0 | 0 | Type here | %
Net Metering CommercialBasic Charge 21 - 40 kVA per month | Type here | Type here | Type here | Type here | 0 | 0 | kWh | 0 | 0 | 0 | 0 | Type here | %
Net Metering CommercialBasic Charge 41 - 50 kVA per month | Type here | Type here | Type here | Type here | 0 | 0 | kWh | 0 | 0 | 0 | 0 | Type here | %
Streetlights - Internal Tariff | Type here | Type here | Type here | Type here | 8603 | 256231.7 | kWh | 1815392.8246 | 0 | 0 | 1815392.8246 | Type here | %
Wheeling Charges: | Type here | Type here | Type here | Type here | 0 | 0 | kWh | 0 | 0 | 0 | 0 | Type here | %
Availability | Type here | Type here | Type here | Type here | 1429.2206 | 0 | kWh | 0 | 0 | 3430129.5 | 3430129.5 | Type here | %
Type here | Type here | Type here | Type here | Type here | Type here | Type here | kWh | Type here | Type here | Type here | 0 | Type here | %
Type here | Type here | Type here | Type here | Type here | Type here | Type here | kWh | Type here | Type here | Type here | 0 | Type here | %
Type here | Type here | Type here | Type here | Type here | Type here | Type here | kWh | Type here | Type here | Type here | 0 | Type here | %
Type here | Type here | Type here | Type here | Type here | Type here | Type here | kWh | Type here | Type here | Type here | 0 | Type here | %
Type here | Type here | Type here | Type here | Type here | Type here | Type here | kWh | Type here | Type here | Type here | 0 | Type here | %
Total |  |  |  |  | 31245.2206 | 169145445.36 | kWh | 257224456.069 | 84882722.0263 | 35151578.1519 | 377258756.2473

## Streetights
Municipal area
Malmesbury |  |  | Moorreesburg |  |  | Darling |  |  | Yzerfontein |  |  | PPC |  |  | TOTAAL |  |  | kWh
Watt | Aantal | kW | Watt | Aantal | kW | Watt | Aantal | kW | Watt | Aantal | kW | Watt | Aantal | kW | Watt | Aantal | kW
36 | 2418 | 87.048 | 36 | 669 | 24.084 | 36 | 1083 | 38.988 | 36 | 500 | 18 | 36 | 63 | 2.268 | 36 | 4733 | 170.388
37 | 1154 | 42.698 | 37 | 492 | 18.204 | 37 | 6 | 0.222 | 37 | 25 | 0.925 | 37 | 0 | 0 | 37 | 1677 | 62.049
76 | 66 | 5.016 | 76 | 0 | 0 | 76 | 43 | 3.268 | 76 | 0 | 0 | 76 | 0 | 0 | 76 | 109 | 8.284
108 | 233 | 25.164 | 108 | 59 | 6.372 | 108 | 26 | 2.808 | 108 | 12 | 1.296 | 108 | 0 | 0 | 108 | 330 | 35.64
144 | 127 | 18.288 | 144 | 75 | 10.8 | 144 | 78 | 11.232 | 144 | 0 | 0 | 144 | 0 | 0 | 144 | 280 | 40.32
| 3998 | 178.214 |  | 1295 | 59.46 |  | 1236 | 56.518 |  | 537 | 20.221 |  | 63 | 2.268 |  | 7129 | 316.681 | 1271474.215
Eskom area
Cahtsworth |  |  | Riverlands |  |  | Kalbaskraal |  |  | Abbotsdale |  |  | Riebeek Wes |  |  | Riebeek Kasteel |  |  | Koringberg |  |  | TOTAAL
Watt | Aantal | kW | Watt | Aantal | kW | Watt | Aantal | kW | Watt | Aantal | kW | Watt | Aantal | kW | Watt | Aantal | kW | Watt | Aantal | kW | Watt | Aantal | kW
36 | 399 | 14.364 | 36 | 32 | 1.152 | 36 | 122 | 4.392 | 36 | 326 | 11.736 | 36 | 156 | 5.616 | 36 | 251 | 9.036 | 36 | 114 | 4.104 | 36 | 1400 | 50.4
144 | 5 | 0.72 | 144 | 5 | 0.72 | 144 | 0 | 0 | 144 | 0 | 0 | 144 | 30 | 4.32 | 144 | 34 | 4.896 | 144 | 0 | 0 | 144 | 74 | 10.656
| 404 | 15.084 |  | 37 | 1.872 |  | 122 | 4.392 |  | 326 | 11.736 |  | 186 | 9.936 |  | 285 | 13.932 |  | 114 | 4.104 |  | 1474 | 61.056
[21 empty] | Watts | 8603 | 377.737
[21 empty] | Hours |  | 4015
[21 empty] | kWh/y |  | 1516614.055

## Top10
Gem kWh/mnd
| Verbruiker | Dorp | Spanning | Tarief | Las faktor | Gem kWh/mnd | Gem kVA/mnd | Rek bedrag per jaar |  |  | kWh | kWh
1 | Bokom Meule | Mby | 11kV | 3 | 0.7 | 2024606.4 | 4135 | 47851044.97 | Bulk11kV | Bulk | Bulk11kV | Bulk400V | TOU11kV | TOU400V
2 | Bokomo Voere | Mby | 11kV | 10 | 0.49 | 695121.167 | 1997.4 | 18251929.26 | TOU11kV | TOU | 3256580.98 | 143478 | 1308155.437 | 115925.1 | 4824139.517
3 | Intshona Melk | Mby | 11kV | 3 | 0.62 | 488551.75 | 1100.55 | 11951129.36 | Bulk11kV | Bulk | 39078971.76 | 1721736 | 15697865.244 | 1391101.2
4 | Swartland Boudienste | Mrb | 11kV | 10 | 0.26 | 286800.25 | 1655.26 | 11085171.43 | TOU11kV | TOU | Gem kVA/mnd
5 | Sako Pasta | Mby | 11kV | 3 | 0.57 | 404420.83 | 983.52 | 10242680.54 | Bulk11kV | Bulk | kVA | kVA
6 | Darling Romery | Drl | 11kV | 3 | 0.44 | 339002 | 1077.92 | 10038713.91 | Bulk11kV | Bulk | Bulk11kV | Bulk400V | TOU11kV | TOU400V
7 | Roelcor Verpakking | Mby | 11kV | 10 | 0.45 | 166392.74 | 523.82 | 4707238.49 | TOU11kV | TOU | 7296.99 | 511 | 4588.97 | 405.82 | 12802.78
8 | Petfood Caterers | Mrb | 400V | 3 | 0.39 | 143478 | 511 | 4504676 | Bulk400V | Bulk | 87563.88 | 6132 | 55067.64 | 4869.84
9 | Roelcor Slagpale | Mby | 11kV | 10 | 0.544 | 159841.28 | 412.49 | 4034822.15 | TOU11kV | TOU | Rand/y
10 | De Bron Sentrum | Mby | 400V | 10 | 0.4 | 115925.1 | 405.82 | 3498925.24 | TOU400V | TOU | kVA | kVA
[6 empty] | 4824139.517 | 12802.78 | 126166331.35 |  |  | Bulk11kV | Bulk400V | TOU11kV | TOU400V
[11 empty] | 80083568.78 | 4504676 | 38079161.33 | 3498925.24 | 126166331.35
[6 empty] | 57889674.204 |  | 31.54%
[6 empty] | 0 |  | 0%

## Sales
|  | Inc Vat |  | 3395435.22 | [7 empty] | From file 201 to 168 GWh | From file 201 to 168 GWh
Row Labels | Sum of Sum of Count of Meter-ID | Sum of Sum of Sum of TranAmt | Sum of Sum of Sum of TotCons | Sum of Sum of Sum of Tier1-Cons | Sum of Sum of Sum of Tier2-Cons | Sum of Sum of Sum of Tier3-Cons | Sum of Sum of Sum of Tier4-Cons | kWh/cust/m | Rev Exc |  | Rand/kWh | Row Labels | Sum of Consumption | Sum of Consumption
; | 3545 | 0 | 0 | 0 | 0 | 0 | 0 | 0 | 0 | 295.4167 | #DIV/0!
Bulk kVA;Cust | 148 | 72701966.33 | 137356.47 | 137356.47 | 0 | 0 | 0 | 77.3404 | 63773654.6754 | 12.3333 | 464.2931 | Bulk kVA;Cust | -68973.98 |  | 137356.47
Bulk kVA;Dept | 22 | 4046313.51 | 11410.96 | 11410.96 | 0 | 0 | 0 | 43.2233 | 3549397.8158 | 1.8333 | 311.0516 | Bulk kVA;Dept | -10611.18 |  | 11410.96
Bulk;Cust | 243 | 82806052.65 | 67201584.95 | 67201584.95 | 0 | 0 | 0 | 23045.811 | 72636888.2895 | 20.25 | 1.0809 | Bulk;Cust | 66094484.86 | 66094484.86 | 1107100.09
Bulk;Dept | 22 | 3075405.32 | 861455.85 | 861455.85 | 0 | 0 | 0 | 3263.0903 | 2697723.9649 | 1.8333 | 3.1316 | Bulk;Dept | 1833698.3 | 1833698.3 | 1561736.92
Comm 20 kVA;Cust | 176 | 2817193.45 | 746101.1 | 740445.24 | 0 | 0 | 0 | 353.2676 | 2471222.3246 | 14.6667 | 3.3375 | Comm 20 kVA;Cust | 691547.73 | 691547.73 | 54553.37
Comm 20 kVA;Dept | 20 | 220841.23 | 54424.01 | 54424.01 | 0 | 0 | 0 | 226.7667 | 193720.3772 | 1.6667 | 3.5595 | Comm 20 kVA;Dept | 54424.01 | 54424.01 | 0
Comm 20-40 kVA;Cust | 157 | 5099729.2 | 2610505.11 | 2620002.41 | 0 | 0 | 0 | 1385.6184 | 4473446.6667 | 13.0833 | 1.7074 | Comm 20-40 kVA;Cust | 2134706.69 | 2134706.69 | 475798.42
Comm 20-40 kVA;Dept | 27 | 522889.45 | 164969.93 | 160845 | 0 | 0 | 0 | 509.1665 | 458674.9561 | 2.25 | 2.8517 | Comm 20-40 kVA;Dept | 164988.17 | 164988.17 | -18.24
Comm 40 kVA;Cust | 240 | 17352078.81 | 5830517.68 | 5878511.77 | 0 | 0 | 0 | 2024.4853 | 15221121.7632 | 20 | 2.5893 | Comm 40 kVA;Cust | 5305263.56 | 5305263.56 | 525254.12
Comm 40 kVA;Dept | 18 | 427107.41 | 149121.08 | 153109 | 0 | 0 | 0 | 690.3754 | 374655.6228 | 1.5 | 2.447 | Comm 40 kVA;Dept | 119561.08 | 119561.08 | 29560
Comm 15 Amp;Cust | 227 | 904165.61 | 356119.71 | 148006.4 | 171942.13 | 0 | 0 | 130.7341 | 793127.7281 | 18.9167 | 5.3587 | Comm 15 Amp;Cust | 320947.05 | 320947.05 | 35172.66
Comm 15 Amp;Dept | 5 | 61723.33 | 20658 | 2382.67 | 18275.33 | 0 | 0 | 344.3 | 54143.2719 | 0.41667 | 22.7238 | Comm 15 Amp;Dept | 18782.09 | 18782.09 | 1875.91
Comm E;Cust | 116 | 3626367.33 | 1567340.66 | 1594475.02 | 0 | 0 | 0 | 1125.9631 | 3181023.9737 | 9.6667 | 1.995 | Comm E;Cust | 1387000.36 | 1387000.36 | 180340.3
Comm E;Dept | 8 | 92619.68 | 41325.08 | 41433 | 0 | 0 | 0 | 430.4696 | 81245.3333 | 0.66667 | 1.9609 | Comm E;Dept | 41325.08 | 41325.08 | 0
Comm PP;Cust | 818 | 15420580.41 | 4448324.69 | 4422141.52 | 39805.59 | 0 | 0 | 453.1708 | 13526824.9211 | 68.1667 | 3.0589 | Comm PP;Cust | 4440325.67 | 4440325.67 | 7999.02
Deernis;Cust | 6224 | 23675533.45 | 18717404.1 | 3346700 | 15370704.1 | 0 | 0 | 250.6079 | 20768011.7982 | 518.6667 | 6.2055 | Deernis;Cust | 18717404.1 | 18717404.1 | 9.1642e-07
Dom 20 Amp;Cust | 360 | 2766881.03 | 1468281.17 | 192429.49 | 859345.71 | 255466.49 | 162665.44 | 339.8799 | 2427088.6228 | 30 | 12.6129 | Dom 20 Amp;Cust | 1253742.73 | 1253742.73 | 214538.44
Dom PP;Cust | 6976 | 63128944.57 | 21262208.7 | 21262208.7 | 0 | 0 | 0 | 253.9924 | 55376267.1667 | 581.3333 | 2.6044 | Dom PP;Cust | 21262208.7 | 21262208.7 | 1.1958e-06
Dom SSEG;Cust | 66 | 752224.22 | 236946.44 | 165871.38 | 71075.06 | 0 | 0 | 299.1748 | 659845.807 | 5.5 | 3.9781 | Dom SSEG;Cust | 236442.6 | 236442.6 | 503.84
Dom SSG Exp;Cust | 66 | -89879.17 | 72410.98 | 72410.98 | 0 | 0 | 0 | 91.428 | -78841.3772 | 5.5 | -1.0888 | Dom SSG Exp;Cust | -41200.75 | -41200.75 | 113611.73
Domestic;Cust | 5561 | 76851630.65 | 27031007.318 | 2920584.07 | 14102210.269 | 5788712.227 | 4260071.682 | 405.0681 | 67413711.0965 | 463.4167 | 23.0823 | Domestic;Cust | 25230461.52 | 25230461.52 | 1800545.798
Dor;Cust | 3276 | -6587.86 | 37491403.71 | 248070.81 | 0 | 0 | 0 | 953.6885 | -5778.8246 | 273 | -0.023295 |  |  |  | 37491403.71
EquitS;Cust | 775 | -2072204.64 | 6773 | 6773 | 0 | 0 | 0 | 0.72828 | -1817723.3684 | 64.5833 | -268.3779 |  |  |  | 6773
NA;NA |  | 0 | 0 | 0 | 0 | 0 | 0 | #DIV/0! | 0 | 0 | #DIV/0! | NA;NA | -31210.23 |  | 0
NE;Cust | 106 | 1288317.87 | 89010 | 89010 | 0 | 0 | 0 | 69.9764 | 1130103.3947 | 8.8333 | 12.6964 |  |  |  | 89010
Sport;Cust | 22 | 105173.89 | 28266.29 | 10988.64 | 17277.65 | 0 | 0 | 107.0693 | 92257.7982 | 1.8333 | 8.3957 | Sport;Cust | 25741.19 | 25741.19 | 2525.1
Streetlights;Cust | 80 | 602213.01 | 421954.2 | 421954.2 | 0 | 0 | 0 | 439.5356 | 528257.0263 | 6.6667 | 1.2519 | Streetlights;Dept | 256231.7 | 256231.7 | 165722.5
Streetlights;Dept | 186 | 1467334.81 | 1047247.97 | 1046947.7 | 0 | 0 | 0 | 469.1971 | 1287135.7982 | 15.5 | 1.2294 |  |  |  | 1047247.97
TOU Basic;Cust | 23 | 300533.04 | 0 | 0 | 0 | 0 | 0 | 0 | 263625.4737 | 1.9167 | #DIV/0! | TOU Basic;Cust | 0 | 0 | 0
TOU HS OP;Cust | 20 | 1834988.61 | 2122250.11 | 2122250.11 | 0 | 0 | 0 | 8842.7088 | 1609639.1316 | 1.6667 | 0.75846 | TOU HS OP;Cust | 2122250.11 | 2122250.11 | 0
TOU HS P;Cust | 20 | 4478348.79 | 851179.7 | 851179.7 | 0 | 0 | 0 | 3546.5821 | 3928376.1316 | 1.6667 | 4.6152 | TOU HS P;Cust | 851179.7 | 851179.7 | 0
TOU HS S;Cust | 20 | 3823510.31 | 2400699.21 | 2400699.21 | 0 | 0 | 0 | 10002.9134 | 3353956.4123 | 1.6667 | 1.3971 | TOU HS S;Cust | 2400699.21 | 2400699.21 | 0
TOU KVA;Cust | 23 | 20018023.27 | 73173 | 73173 | 0 | 0 | 0 | 265.1196 | 17559669.5351 | 1.9167 | 239.9747 | TOU KVA;Cust | -67561.88 |  | 73173
TOU LS OP;Cust | 13 | 4320534.92 | 5634383.44 | 5634383.44 | 0 | 0 | 0 | 36117.8426 | 3789942.9123 | 1.0833 | 0.67265 | TOU LS OP;Cust | 5634383.44 | 5634383.44 | 0
TOU LS P;Cust | 13 | 3886313.87 | 2212258.81 | 2212258.81 | 0 | 0 | 0 | 14181.1462 | 3409047.2544 | 1.0833 | 1.541 | TOU LS P;Cust | 2212258.81 | 2212258.81 | 0
TOU LS S;Cust | 13 | 7689861.64 | 6361022.09 | 6361022.09 | 0 | 0 | 0 | 40775.7826 | 6745492.6667 | 1.0833 | 1.0604 | TOU LS S;Cust | 6361022.09 | 6361022.09 | 0
Grand Total | 29635 | 423996730 | 211729095.518 | 133466499.6 | 30650635.839 | 6044178.717 | 4422737.122 | 174584051.278 | 371926956.1404 | 2469.5833 | 2.7867 | #N/A | 0 | 0 | 45133195.088
Streetlights | 7129 | 316.681 | [5 empty] | 37145044.24 |  | 594.0833 | #DIV/0! | Grand Total | 168951522.53 | 169129879.8 | -169129879.8
Dor;Cust | 3276 | -6587.86 | 37491403.71 |  | 0 | 0 | 0 | 953.6885 | -5778.8246
EquitS;Cust | 775 | -2072204.64 | 6773 |  | 0 | 0 | 0 | 0.72828 | -1817723.3684
NE;Cust | 106 | 1288317.87 | 89010 |  | 0 | 0 | 0 | #DIV/0! | 1130103.3947
; | 3545 | 0 | 0 |  | 0 | 0 | 0 |  | 0
Dom SSG Exp;Cust | 66 | -89879.17 | 72410.98 |  | 0 | 0 | 0 |  | -78841.3772
Bulk kVA;Cust | 243 |  | 137356.47 |  | 0 | 0 | 0
Bulk kVA;Dept | 22 |  | 11410.96
TOU KVA;Cust | 20 |  | 73173 |  | 0 | 0 | 0
TOU LS OP;Cust | 99 |  |  |  | 0 | 0 | 0
Availability | [8 empty] | -3430129.5
| 14354 | 424876767.119 | 173847557.398 | 133466499.6 | 30650635.839 | 6044178.717 | 4422737.122 | 174584051.278 | 376129325.8158
N-1 | 31245.2206 | 155999.9749 | 169145445.36 |  | 30633358.189 | 6044178.717 | 4422737.122 |  | 377258758.2473
| 16891.2206 | -424720767.1441 | -4702112.038 |  | -17277.65 | 0 | 0 |  | 1129432.4315
| 54.06% | -272257% | -2.78% |  | -0.0564% | 0% | 0% |  | 0.2994%
|  | Bulk | 178463112.5
|  | Losses | 5.221% | 9317667.14
| FROM TRIAL BALANCE |  |  |  |  | Price | Units | Rand
| Availability: Darling | -402087.4 | -3430129.5 |  |  | 356.5725 | 172 | 61330.47 | 70530.0405
| Availability: Malmesbury | -1158371.5 |  |  |  | 0.881 | 16916372.7015 | 14903324.35
| Availability: Moorreesburg | -542842.3 |  |  |  |  | 9.479%
| Availability: PPC | -26011.7
| Availability: Yzerfontein | -1300816.6 |  |  |  | 65594 | 11282168
| Consumption not Billed | -1621339.49
| Electricity Departmental Charges | -11983328.23 | -11983328.23
Internal
| Electricity: Chatsworth | -1704.42 |  |  |  | Bulk | 861455.85
| Electricity: Darling | -45946505.95 |  |  |  | Other | 430498.1
| Electricity: Malmesbury | -231895949.21 |  |  |  |  | 1291953.95 | 11000000 | 8.5142
| Electricity: Moorreesburg | -60336128.54
| Electricity: PPC | -1266266.16
| Electricity: Riebeek Kasteel | -52982.59
| Electricity: Riebeek Wes | -14221.01
| Electricity: Yzerfontein | -24820735.35 | -364334493.23
| Equitable share: Indigent Households | 5950664.8 |  |  |  | 617837 | 65% | 401594.05
-379747950.96
-385698615.76

## n-1
1 | SWARTLAND | [7 empty] | CHARGES APPLICABLE FOR ALL MONTHS OF THE YEAR | [9 empty] | HIGH SEASON CHARGES | [6 empty] | LOW SEASON CHARGES
1 | year | 2022-06-30 | [6 empty] | 2022/2023 TARIFF RATES | [9 empty] | Months in year. |  | 3 |  |  |  |  | Months in year. |  | 9
1 | TARIFF CHARGES | M | 2021/2022 |  |  |  |  | CHARGES | Customer service | Basic | Access | MD (aLL hours) | ALL Energy | Block 1 kWh | Block 2 kWh | Block 3 kWh | Block 4 kWh |  | Energy Peak | Energy Standard | Energy Off-Peak | Energy TotaL | MD (aLL hours) | MD (P&St) | Reactive energy | Energy Peak | Energy Standard | Energy Off-Peak | Energy TotaL | MD (aLL hours) | MD (P&St) | Reactive energy | TotaL | [6 empty] | REVENUE FROM NEW TARIFF |  | Old Rev |  | Rev new
1 | TARIFF NAME | TARIFF CODE | Capacity (Amps) | Sub Category | Tariff Structure Category | Phases | Max Voltage | Capacity category | R/cust/m | R/POS/m | R/kVA/m | R/kVA/m | R/ kWh | 50 | 350 | 600 | >600 |  | c/kWh | c/kWh | c/kWh | c/kWh | R/kVA/m | R/kVA/m | c/kvarh | c/kWh | c/kWh | c/kWh | c/kWh | R/kVA/m | R/kVA/m | c/kvarh | c/kWh | c/kWh | Sales report + increase |  | actuals |  |  | New Tariff
1 | Pre-paid meter system (Indigent Residential) | [6 empty] | 20 | [6 empty] | 1.9267 | 2.7469 | 3.3013 | [15 empty] | 158.2244 | #REF! | #REF! | #REF! | 1.1096 |  |  | 1.9267 | 2.7469 | 29615493.3867 | 0 | #REF! | 42222411.6978
1 | Households Alternative <20 Amp:- | [6 empty] | 20 | [5 empty] | 1.469 | 1.9267 | 2.7469 | 3.3013 | [15 empty] | 253.4155 | 1.8675 | 200.6992 | -26.27% | 1.9359 |  |  | 1.9267 | 2.7469 | 1655743.7464 | 701751.2825 | 1655743.7464 | 701751.2825 | #DIV/0! | #DIV/0!
1 | Pre-paid Meter System (Non-Indigent Residential) | [6 empty] | 30 | [5 empty] | 3.0062 | 3.2734 | [17 empty] | 300.6229 | [9 empty] | 31972988.4156 |  | #REF! | #VALUE!
1 | Residential Consumers (Houses, Flats & Farms) Network charge per month | [6 empty] | 40 |  | 317.6835 |  |  |  | 1.6024 | 2.0603 | 2.8996 | 3.4147 | [15 empty] | 341.9109 | [6 empty] | 0 | 0 | 29054674.8212 | 16784865.3343 | 0 | 0 | #REF!
1 | Residential Consumers (Houses, Flats & Farms) Network charge per month | [6 empty] | 30 |  | 317.6835 |  |  |  | 1.6024 | 2.0603 | 2.8996 | 3.4147 | [15 empty] | 0 | [9 empty] | 80170023.6002 |  | #REF! | 153361941.4337
1 | Net Metering Residential (for Approved SSEG Households) | [6 empty] | 40 |  | 347.6835 |  |  |  | 2.426 | 3.4147 | [17 empty] | 389.3015 | 0
1 | Commercial Pre-paid:- | [6 empty] | 30 |  |  |  |  | 3.5674 | [19 empty] | 356.74 | 0
1 | Commercial Alternative < 15 AMP:- | [6 empty] | 20 |  |  |  |  | 3.5674 | [19 empty] | 356.74 | 2.8104 | 302.0372 | -18.11% | 2.4712 |  |  | 0 | 0 | 0 | 0 | 0 | #REF! | #REF!
1 | Commercial Alternative < 15 AMP:-Dept | [6 empty] | 20 |  |  |  |  | 3.5674
1 | Commerce / Non Standard (per kWh ) | [6 empty] | 60 |  |  | 14.9128 |  | 2.6733 | [7 empty] | 0 | [11 empty] | 287.9838
1 | Commerce / Non Standard (per kWh )-Dept | [6 empty] | 30 |  |  | 14.9128 |  | 2.6733 | [19 empty] | 291.2337
1 | Commerce Basic < 20KVA (Basic per month) | [6 empty] | 30 |  | 808.0307 |  |  | 2.6733 | [7 empty] | 0 | [11 empty] | 514.104 | 0
1 | Commerce Basic < 20KVA (Basic per month)-Dept | [6 empty] | 30 |  | 808.0307 |  |  | 2.6733 | [19 empty] | 623.6568 | 0
1 | Commerce Basic 20 to 40 KVA (Basic per month) | [6 empty] | 80 |  | 1062.8435 |  |  | 2.6733 | [19 empty] | 361.1319 | 0
1 | Commerce Basic 20 to 40 KVA (Basic per month)-Dept | [6 empty] | 60 |  | 1062.8435 |  |  | 2.6733 | [19 empty] | 476.0487 | 0
1 | Commerce Basic >40 KVA (Basic per month) | [6 empty] | 150 |  | 1939.7879 |  |  | 2.6733 | [19 empty] | 372.6327 | 0
1 | Commerce Basic >40 KVA (Basic per month)-Dept | [6 empty] | 60 |  | 1939.7879 |  |  | 2.6733 | [19 empty] | 617.7735 | 0
1 | Net Metering Commercial;Basic Charge <= 20 kVA per month | [6 empty] | 30 |  | 838.0307 |  |  | 2.6733 | [19 empty] | 0 | 0
1 | Net Metering CommercialBasic Charge 21 - 40 kVA per month | [6 empty] | 40 |  | 1092.8435 |  |  | 2.6733 | [19 empty] | 0 | 0
1 | Net Metering CommercialBasic Charge 41 - 50 kVA per month | [6 empty] | 150 |  | 1969.7879 |  |  | 2.6733 | [19 empty] | 0 | 0
1 | Sports Grounds including maintenance of Floodlighting:- | [6 empty] | 90 |  |  |  |  | 5.289 | [19 empty] | 528.9024 | 0
1 | Bulk Industrial | [6 empty] | 0 |  | 2196.128 |  | 422.5028 | 1.044 | [19 empty] | 196.3171
1 | Bulk Industrial-Dept | [6 empty] | 0 |  | 2196.128 |  | 422.5028 | 1.044 | [19 empty] | 398.9361 | [9 empty] | 0 |  | 0 | 53036634.6935
1 | Bulk Industrial mv | [6 empty] | 0 |  | 2196.128 |  | 422.5028 | 1.044 | [19 empty] | 199.3375
1 | Net Metering Industrial (for Approved SSEG) | [6 empty] | 0 |  | 2226.128 |  | 422.5028 | 1.044 | [19 empty] | 0
1 | Bulk Time Of Use Tariff: Alternative | [6 empty] | 0 |  | 2196.128 |  | 283.3642 | [6 empty] | 5.5494 | 1.6811 | 0.91269 |  |  |  |  | 1.8101 | 1.2457 | 0.79007 |  |  |  |  | 283.2575
1 | Bulk Time Of Use Tariff: Alternative MV | [8 empty] | 2196.128 |  | 283.3642 | [6 empty] | 5.5494 | 1.6811 | 0.91269 |  |  |  |  | 1.8101 | 1.2457 | 0.79007 |  |  |  |  | 238.1791
1 | Net Metering Time of Use Bulk Consumers (for Approved SSEG) | [8 empty] | 2226.128 |  | 283.3642 | [6 empty] | 5.5494 | 1.6811 | 0.91269 |  |  |  |  | 1.8101 | 1.2457 | 0.79007 |  |  |  |  | 0 | 0
1 | Net Metering Commercial;Basic Charge <= 20 kVA per month | [8 empty] | 838.0307 |  |  | 2.6733 | [19 empty] | 0
1 | Net Metering CommercialBasic Charge 21 - 40 kVA per month | [8 empty] | 1092.8435 |  |  | 2.6733 | [19 empty] | 0
1 | Net Metering CommercialBasic Charge 41 - 50 kVA per month | [8 empty] | 1969.7879 |  |  | 2.6733 | [19 empty] | 0
1 | Streetlights - Internal Tariff | [11 empty] | 1.691
1 | Wheeling Charges: | [8 empty] | 500 | 2196.128 | 283.3642 | [20 empty] | 0 | 0
1 | Availability | [6 empty] | 40 |  | 200
0
0
0
0 | [32 empty] | 0
0 | [32 empty] | 0
0 | [22 empty] | 0 | 0 | 0 | [7 empty] | 0
0 | [22 empty] | 0 | 0 | 0
0 | [22 empty] | 0 | 0 | 0
0 | [22 empty] | 0 | 0 | 0
0 | [22 empty] | 0 | 0 | 0
0 | [22 empty] | 0 | 0 | 0
0 | [22 empty] | 0 | 0 | 0
0 | [22 empty] | 0 | 0 | 0
0 | [22 empty] | 0 | 0 | 0
0 | [22 empty] | 0 | 0 | 0
0 | [22 empty] | 0 | 0 | 0
0 | [22 empty] | 0 | 0 | 0
0
0
0
0
0
0
0
0
0
0
0
0
0
0
0
0
0
0
0
0
0
0
0
0
0
0
0
0
0
0
0
0 | [10 empty] | 0
0 | [10 empty] | 0
1
1
0
1 | SWARTLAND |  | 2022-06-30 |  |  |  | 14102210.269 |  | QUANTITIES CHARGEBLE FOR ALL MONTHS OF THE YEAR | [9 empty] | HIGH SEASON QUANTITIES | [6 empty] | LOW SEASON QUANTITIES | [8 empty] | TOTAL QUANTITIES FOR THE YEAR
1 | CONSUMPTION | [6 empty] | QUANTITIES | Number of customers | Number of POD's | Highest MD in year | Σ MDs all hours / 12 | ALL Energy | Block 1 kWh | Block 2 kWh | Block 3 kWh | Block 4 kWh |  | Energy Peak | Energy Standard | Energy Off-Peak | Energy total | Σ MDs all hours | Σ MDs (P & St) | Re$Ad$tive energy | Energy Peak | Energy Standard | Energy Off-Peak | Energy total | Σ MDs all hours | Σ MDs (P & St) | Re$Ad$tive energy |  |  | Number of customers | Number of POD's | Highest MD in year | Σ MDs all hours | Energy | Re$Ad$tive energy | Others | TOTAL
1 | TARIFF NAME | TARIFF CODE | Capacity (Amps) | Sub Category | Tariff Structure Category | Phases | Max Voltage | Adjustments | Customers | POD's | kVA | kVA | kWh | kWh | kWh | kWh | kWh |  | kWh | kWh | kWh | kWh | kVA | kVA | kvarh | kWh | kWh | kWh | kWh | kVA | kVA / kW | kvarh |  |  | R/cust/m | R/POS/m | kVA | kVA | kWh | kvarh
1 | Pre-paid meter system (Indigent Residential) |  | 0 | 0 | 0 | 0 | 0 | 20 |  | 6224 | 28630.4 |  | 18717404.1 | 3346700 | 15370704.1 | 0 | 0 | [17 empty] | 0 | 6224 | 28630.4 | 0 | 18717404.1 | 0 | #REF!
1 | Households Alternative <20 Amp:- |  | 0 | 0 | 0 | 0 | 0 | 20 |  | 360 | 1656 |  | 1253742.73 | 192429.49 | 859345.71 | 255466.49 | 162665.44 | [17 empty] | 0 | 360 | 1656 | 0 | 1253742.73 | 0 | 859345.71
1 | Pre-paid Meter System (Non-Indigent Residential) |  | 0 | 0 | 0 | 0 | 0 | 30 |  | 6976 | 48134.4 |  | 21262208.7 | 21262208.7 | 0 | 0 | 0 | [17 empty] | 0 | 6976 | 48134.4 | 0 | 21262208.7 | 0 | 0
1 | Residential Consumers (Houses, Flats & Farms) Network charge per month |  | 0 | 0 | 0 | 0 | 0 | 40 |  | 5561 | 51161.2 |  | 25230461.52 | 2920584.07 | 14102210.269 | 5788712.227 | 4260071.682 | [17 empty] | 0 | 5561 | 51161.2 | 0 | 25230461.52 | 0 | 14102210.269
1 | Residential Consumers (Houses, Flats & Farms) Network charge per month |  | 0 | 0 | 0 | 0 | 0 | 30 |  |  | 0 | [23 empty] | 0 | 0 | 0 | 0 | 0 | 0 | 0
1 | Net Metering Residential (for Approved SSEG Households) |  | 0 | 0 | 0 | 0 | 0 | 40 |  | 66 | 607.2 |  | 236442.6 | 165871.38 | 71075.06 | 0 | 0 | [17 empty] | 0 | 66 | 607.2 | 0 | 236442.6 | #REF! | 71075.06
1 | Commercial Pre-paid:- |  | 0 | 0 | 0 | 0 | 0 | 30 |  | 818 | 5644.2 |  | 4440325.67 | 4422141.52 | 39805.59 | 0 | 0 | [17 empty] | 0 | 818 | 5644.2 | 0 | 4440325.67 | 0 | 39805.59
1 | Commercial Alternative < 15 AMP:- |  | 0 | 0 | 0 | 0 | 0 | 20 |  | 227 | 1044.2 |  | 320947.05 | 148006.4 | 171942.13 | 0 | 0 | [17 empty] | 0 | 227 | 1044.2 | 0 | 320947.05 | 0 | 171942.13
1 | Commercial Alternative < 15 AMP:-Dept |  | 0 | 0 | 0 | 0 | 0 | 20 |  | 5 | 23 |  | 18782.09 | 2382.67 | 18275.33 | 0 | 0 | [17 empty] | 0 | 5 | 23 | 0 | 18782.09 | 0 | 18275.33
1 | Commerce / Non Standard (per kWh ) |  | 0 | 0 | 0 | 0 | 0 | 60 |  | 116 | 1600.8 |  | 1387000.36 | 1594475.02 | 0 | 0 | 0 | [17 empty] | 0 | 116 | 1600.8 | 0 | 1387000.36 | 0 | 0 | [6 empty] | #REF! | #REF! | #REF! | #REF! | #REF!
1 | Commerce / Non Standard (per kWh )-Dept |  | 0 | 0 | 0 | 0 | 0 | 30 |  | 8 | 55.2 |  | 41325.08 | 41433 | 0 | 0 | 0 | [17 empty] | 0 | 8 | 55.2 | 0 | 41325.08 | 0 | 0
1 | Commerce Basic < 20KVA (Basic per month) |  | 0 | 0 | 0 | 0 | 0 | 30 |  | 176 | 1214.4 |  | 691547.73 | 740445.24 | 0 | 0 | 0 | [17 empty] | 0 | 176 | 1214.4 | #REF! | 691547.73 | 0 | 0
1 | Commerce Basic < 20KVA (Basic per month)-Dept |  | 0 | 0 | 0 | 0 | 0 | 30 |  | 20 | 138 |  | 54424.01 | 54424.01 | 0 | 0 | 0 | [17 empty] | 0 | 20 | 138 | #REF! | 54424.01 | 0 | 0
1 | Commerce Basic 20 to 40 KVA (Basic per month) |  | 0 | 0 | 0 | 0 | 0 | 80 |  | 157 | 2888.8 |  | 2134706.69 | 2620002.41 | 0 | 0 | 0 | [17 empty] | 0 | 157 | 2888.8 | #REF! | 2134706.69 | 0 | 0
1 | Commerce Basic 20 to 40 KVA (Basic per month)-Dept |  | 0 | 0 | 0 | 0 | 0 | 60 |  | 27 | 372.6 |  | 164988.17 | 160845 | 0 | 0 | 0 | [17 empty] | 0 | 27 | 372.6 | #REF! | 164988.17 | 0 | 0
1 | Commerce Basic >40 KVA (Basic per month) |  | 0 | 0 | 0 | 0 | 0 | 150 |  | 240 | 8280 |  | 5305263.56 | 5878511.77 | 0 | 0 | 0 | [17 empty] | 0 | 240 | 8280 | #REF! | 5305263.56 | 0 | 0
1 | Commerce Basic >40 KVA (Basic per month)-Dept |  | 0 | 0 | 0 | 0 | 0 | 60 |  | 18 | 248.4 |  | 119561.08 | 153109 | 0 | 0 | 0 | [17 empty] | 0 | 18 | 248.4 | 0 | 119561.08 | 0 | 0
1 | Net Metering Commercial;Basic Charge <= 20 kVA per month |  | 0 | 0 | 0 | 0 | 0 | 30 |  | 0 | 0 | [23 empty] | 0 | 0 | 0 | 0 | 0 | 0 | 0 |  | Eskom | Losses
1 | Net Metering CommercialBasic Charge 21 - 40 kVA per month |  | 0 | 0 | 0 | 0 | 0 | 40 |  | 0 | 0 | [23 empty] | 0 | 0 | 0 | 0 | 0 | 0 | 0
1 | Net Metering CommercialBasic Charge 41 - 50 kVA per month |  | 0 | 0 | 0 | 0 | 0 | 150 |  | 0 | 0 | [23 empty] | 0 | 0 | 0 | 0 | 0 | 0 | #REF!
1 | Sports Grounds including maintenance of Floodlighting:- |  | 0 | 0 | 0 | 0 | 0 | 90 |  | 22 |  |  | 106 | 0 | 0 | 0 | 0 | [17 empty] | 0 | 22 | 0 | 0 | 106 | 0 | #REF!
1 | Bulk Industrial |  | 0 | 0 | 0 | 0 | 0 | 0 |  | 144 |  | 49792.59 | 27015513.1 |  | 0 | 0 | 0 | [17 empty] | 0 | 144 | 0 | 49792.59 | 27015513.1 | 0 | 0
1 | Bulk Industrial-Dept |  | 0 | 0 | 0 | 0 | 0 | 0 |  | 22 |  | 11410.96 | 1833698.3 |  | 0 | 0 | 0 | [17 empty] | 0 | 22 | 0 | 11410.96 | 1833698.3 | 0 | 0
1 | Bulk Industrial mv |  | 0 | 0 | 0 | 0 | 0 | 0 |  | 4 |  | 87563.88 | 39078971.76 |  | 0 | 0 | 0 | [17 empty] | 0 | 4 | 0 | 87563.88 | 39078971.76 | 0 | 0
1 | Net Metering Industrial (for Approved SSEG) |  | 0 | 0 | 0 | 0 | 0 | 0 |  | 0 |  |  | 0 | 0 | 0 | 0 | 0 |  | 4.347% | 12.26% | 10.84% | 0% |  |  |  | 11.3% | 32.48% | 28.77% | [6 empty] | 0 | 0 | 0 | 0 | 1 | 0 | 0
1 | Bulk Time Of Use Tariff: Alternative |  | 0 | 0 | 0 | 0 | 0 | 0 |  | 19 |  | 18105.36 | 3883928.116 |  |  | 0 | 0 |  | 168826.2514 | 476163.9033 | 420935.2392 |  |  |  |  | 438787.9105 | 1261669.5564 | 1117545.2553 | [6 empty] | 0 | 19 | 0 | 18105.36 | 3883928.116 | 0 | 0
1 | Bulk Time Of Use Tariff: Alternative MV |  | 0 | 0 | 0 | 0 | 0 | 0 |  | 3 |  | 55067.64 | 15697865.244 |  | 0 | 0 | 0 |  | 682353.4486 | 1924535.3067 | 1701314.8708 | 0 |  |  |  | 1773470.8995 | 5099352.5336 | 4516838.1847 | 0 | [5 empty] | 0 | 3 | 0 | 55067.64 | 15697865.244 | 0 | 0
1 | Net Metering Time of Use Bulk Consumers (for Approved SSEG) |  | 0 | 0 | 0 | 0 | 0 | 0 |  | 0 |  |  | 0 | 0 | 0 | 0 | 0 | [17 empty] | 0 | 0 | 0 | 0 | 0 | 0 | 0
1 | Net Metering Commercial;Basic Charge <= 20 kVA per month |  | 0 | 0 | 0 | 0 | 0 | 0 |  | 0 | [24 empty] | 0 | 0 | 0 | 0 | 0 | 0 | 0
1 | Net Metering CommercialBasic Charge 21 - 40 kVA per month |  | 0 | 0 | 0 | 0 | 0 | 0 |  | 0 |  |  |  |  | 0 | 0 | 0 | [17 empty] | 0 | 0 | 0 | 0 | 0 | 0 | 0 |  | 116257053.925
1 | Net Metering CommercialBasic Charge 41 - 50 kVA per month |  | 0 | 0 | 0 | 0 | 0 | 0 | [26 empty] | 0 | 0 | 0 | 0 | 0 | 0 | 0 |  | 119561.08
1 | Streetlights - Internal Tariff |  | 0 | 0 | 0 | 0 | 0 | 0 |  | 8603 | 316.681 |  | 256231.7 | [21 empty] | 0 | 8603 | 316.681 | 0 | 256231.7 | 0 | 0 |  | 972.3654
1 | Wheeling Charges: |  | 0 | 0 | 0 | 0 | 0 | 0 | [26 empty] | 0 | 0 | 0 | 0 | 0 | 0 | 0
1 | Availability | 0 | 0 | 0 | 0 | 0 | 0 | 40 |  | 1429.2206 | 3984.4939 | [23 empty] | 0 | 1429.2206 | 3984.4939 | 0 | 0 | 0 | 0
0 | 0 | 0 | 0 | 0 | 0 | 0 | 0 | 0 | [26 empty] | 0 | 0 | 0 | 0 | 0 | 0 | 0
0 | 0 | 0 | 0 | 0 | 0 | 0 | 0 | 0 | [26 empty] | 0 | 0 | 0 | 0 | 0 | 0 | 0
0 | 0 | 0 | 0 | 0 | 0 | 0 | 0 | 0 | [26 empty] | 0 | 0 | 0 | 0 | 0 | 0 | 0
0 | 0 | 0 | 0 | 0 | 0 | 0 | 0 | 0 | [26 empty] | 0 | 0 | 0 | 0 | 0 | 0 | 0
0 | 0 | 0 | 0 | 0 | 0 | 0 | 0 | 0 | [26 empty] | 0 | 0 | 0 | 0 | 0 | 0 | 0
0 | 0 | 0 | 0 | 0 | 0 | 0 | 0 | 0 | [26 empty] | 0 | 0 | 0 | 0 | 0 | 0 | 0
0 | 0 | 0 | 0 | 0 | 0 | 0 | 0 | 0 | [26 empty] | 0 | 0 | 0 | 0 | 0 | 0 | 0
0 | 0 | 0 | 0 | 0 | 0 | 0 | 0 | 0 | [26 empty] | 0 | 0 | 0 | 0 | 0 | 0 | 0
0 | 0 | 0 | 0 | 0 | 0 | 0 | 0 | 0 | [26 empty] | 0 | 0 | 0 | 0 | 0 | 0 | 0
0 | 0 | 0 | 0 | 0 | 0 | 0 | 0 | 0 | [26 empty] | 0 | 0 | 0 | 0 | 0 | 0 | 0
0 | 0 | 0 | 0 | 0 | 0 | 0 | 0 | 0 | [26 empty] | 0 | 0 | 0 | 0 | 0 | 0 | 0
0 | 0 | 0 | 0 | 0 | 0 | 0 | 0 | 0 | [26 empty] | 0 | 0 | 0 | 0 | 0 | 0 | 0
0 | 0 | 0 | 0 | 0 | 0 | 0 | 0 | 0 | [26 empty] | 0 | 0 | 0 | 0 | 0 | 0 | 0
0 | 0 | 0 | 0 | 0 | 0 | 0 | 0 | 0 | [26 empty] | 0 | 0 | 0 | 0 | 0 | 0 | 0
0 | 0 | 0 | 0 | 0 | 0 | 0 | 0 | 0 | [26 empty] | 0 | 0 | 0 | 0 | 0 | 0 | 0
0 | 0 | 0 | 0 | 0 | 0 | 0 | 0 | 0 | [26 empty] | 0 | 0 | 0 | 0 | 0 | 0 | 0
0 | 0 | 0 | 0 | 0 | 0 | 0 | 0 | 0 | [26 empty] | 0 | 0 | 0 | 0 | 0 | 0 | 0
0 | 0 | 0 | 0 | 0 | 0 | 0 | 0 | 0 | [26 empty] | 0 | 0 | 0 | 0 | 0 | 0 | 0
0 | 0 | 0 | 0 | 0 | 0 | 0 | 0 | 0 | [26 empty] | 0 | 0 | 0 | 0 | 0 | 0 | 0
0 | 0 | 0 | 0 | 0 | 0 | 0 | 0 | 0 | [26 empty] | 0 | 0 | 0 | 0 | 0 | 0 | 0
0 | 0 | 0 | 0 | 0 | 0 | 0 | 0 | 0 | [26 empty] | 0 | 0 | 0 | 0 | 0 | 0 | 0
0 | 0 | 0 | 0 | 0 | 0 | 0 | 0 | 0 | [26 empty] | 0 | 0 | 0 | 0 | 0 | 0 | 0
0 | 0 | 0 | 0 | 0 | 0 | 0 | 0 | 0 | [26 empty] | 0 | 0 | 0 | 0 | 0 | 0 | 0
0 | 0 | 0 | 0 | 0 | 0 | 0 | 0 | 0 | [26 empty] | 0 | 0 | 0 | 0 | 0 | 0 | 0
0 | 0 | 0 | 0 | 0 | 0 | 0 | 0 | 0 | [26 empty] | 0 | 0 | 0 | 0 | 0 | 0 | 0
0 | 0 | 0 | 0 | 0 | 0 | 0 | 0 | 0 | [26 empty] | 0 | 0 | 0 | 0 | 0 | 0 | 0
0 | 0 | 0 | 0 | 0 | 0 | 0 | 0 | 0 | [26 empty] | 0 | 0 | 0 | 0 | 0 | 0 | 0
0 | 0 | 0 | 0 | 0 | 0 | 0 | 0 | 0 | [26 empty] | 0 | 0 | 0 | 0 | 0 | 0 | 0
0 | 0 | 0 | 0 | 0 | 0 | 0 | 0 | 0 | [26 empty] | 0 | 0 | 0 | 0 | 0 | 0 | 0
0 | 0 | 0 | 0 | 0 | 0 | 0 | 0 | 0 | [26 empty] | 0 | 0 | 0 | 0 | 0 | 0 | 0
0 | 0 | 0 | 0 | 0 | 0 | 0 | 0 | 0 | [26 empty] | 0 | 0 | 0 | 0 | 0 | 0 | 0
0 | 0 | 0 | 0 | 0 | 0 | 0 | 0 | 0 | [26 empty] | 0 | 0 | 0 | 0 | 0 | 0 | 0
0 | 0 | 0 | 0 | 0 | 0 | 0 | 0 | 0 | [26 empty] | 0 | 0 | 0 | 0 | 0 | 0 | 0
0 | 0 | 0 | 0 | 0 | 0 | 0 | 0 | 0 | [26 empty] | 0 | 0 | 0 | 0 | 0 | 0 | 0
0 | 0 | 0 | 0 | 0 | 0 | 0 | 0 | 0 | [26 empty] | 0 | 0 | 0 | 0 | 0 | 0 | 0
0 | 0 | 0 | 0 | 0 | 0 | 0 | 0 | 0 | [26 empty] | 0 | 0 | 0 | 0 | 0 | 0 | 0
0 | 0 | 0 | 0 | 0 | 0 | 0 | 0 | 0 | [26 empty] | 0 | 0 | 0 | 0 | 0 | 0 | 0
0 | 0 | 0 | 0 | 0 | 0 | 0 | 0 | 0 | [26 empty] | 0 | 0 | 0 | 0 | 0 | 0 | 0
0 | 0 | 0 | 0 | 0 | 0 | 0 | 0 | 0 | [26 empty] | 0 | 0 | 0 | 0 | 0 | 0 | 0
0 | 0 | 0 | 0 | 0 | 0 | 0 | 0 | 0 | [26 empty] | 0 | 0 | 0 | 0 | 0 | 0 | 0
0 | 0 | 0 | 0 | 0 | 0 | 0 | 0 | 0 | [26 empty] | 0 | 0 | 0 | 0 | 0 | 0 | 0
0 | 0 | 0 | 0 | 0 | 0 | 0 | 0 | 0 | [26 empty] | 0 | 0 | 0 | 0 | 0 | 0 | 0
0 | 0 | 0 | 0 | 0 | 0 | 0 | 0 | 0 | [26 empty] | 0 | 0 | 0 | 0 | 0 | 0 | 0
0 | 0 | 0 | 0 | 0 | 0 | 0 | 0 | 0 | [26 empty] | 0 | 0 | 0 | 0 | 0 | 0 | 0
0 | 0 | 0 | 0 | 0 | 0 | 0 | 0 | 0 | [26 empty] | 0 | 0 | 0 | 0 | 0 | 0 | 0
0 | 0 | 0 | 0 | 0 | 0 | 0 | 0 | 0 | [26 empty] | 0 | 0 | 0 | 0 | 0 | 0 | 0
0 | 0 | 0 | 0 | 0 | 0 | 0 | 0 | 0 | [26 empty] | 0 | 0 | 0 | 0 | 0 | 0 | 0
0 | 0 | 0 | 0 | 0 | 0 | 0 | 0 | 0 | [26 empty] | 0 | 0 | 0 | 0 | 0 | 0 | 0
0 | 0 | 0 | 0 | 0 | 0 | 0 | 0 | 0 | [26 empty] | 0 | 0 | 0 | 0 | 0 | 0 | 0
0 | 0 | 0 | 0 | 0 | 0 | 0 | 0 | 0 | [26 empty] | 0 | 0 | 0 | 0 | 0 | 0 | 0
0 | 0 | 0 | 0 | 0 | 0 | 0 | 0 | 0 | [26 empty] | 0 | 0 | 0 | 0 | 0 | 0 | 0
1 | 178463112.5 | 169145445.36 |  |  |  |  | 13461 |  | 5.221% | 31245.2206 | 155999.9749 | 221940.43 | 169145445.36 | 43703569.68 | 30633358.189 | 6044178.717 | 4422737.122 | 0 | 851179.7435 | 2400699.3326 | 2122250.2184 | 0 | 0 | 0 | 0 | 2212258.923 | 6361022.4148 | 5634383.7277 | 0 | 0 | 0 | 0 |  |  | 0 | 31245.2206 | 155999.9749 | #REF! | 169145446.36 | #REF! | #REF! | 0 | 482803488 | 64.97%
1 | 1 |  | PP | [6 empty] | Losses |  | Purchase | 178535523.48 | 5.26% | Losses | [22 empty] | Purchase | 178535523.48 | 5.26% | Losses
1 | SWARTLAND |  | 2022-06-30 | [5 empty] | REVENUES FROM CHARGES APPLICABLE ALL MONTHS OF THE YEAR | [9 empty] | HIGH SEASON REVENUES | [6 empty] | LOW SEASON REVENUES | [8 empty] | TOTAL CHARGES FOR THE YEAR
1 | ACTUAL REVENUE |  | 2017/18 revenue | [5 empty] | Customer service | Basic | Access | Σ MDs all hours | ALL Energy | Block 1 kWh | Block 2 kWh | Block 3 kWh | Block 4 kWh | 0 | Energy Peak | Energy Standard | Energy Off-Peak | Energy TotaL | MD (aLL hours) | MD (P&St) | Reactive energy | Energy Peak | Energy Standard | Energy TotaL | Energy TotaL | MD (aLL hours) | MD (P&St) | Reactive energy | TotaL |  | Customer service | Basic | Adcess | Demand | Energy | Reactive energy | Others | TOTAL
1 | TARIFF NAME | TARIFF CODE | Capacity (Amps) | Sub Category | Tariff Structure Category | Phases | Max Voltage | Capacity category | R/year | R/year | R/year | R/year | R/year | R/year | R/year | R/year | R/year | R/year | Rand /season | Rand /season | Rand /season | Rand /season | Rand /season | Rand /season | Rand /season | Rand /season | Rand /season | Rand /season | Rand /season | Rand /season | Rand /season | Rand /season | R/year |  | R/year | R/year | R/year | R/year | R/year | R/year | R/year | R/year
1 | Pre-paid meter system (Indigent Residential) | 0 | 0 | 0 | 0 | 0 | 0 | 20 |  |  |  |  | 20768011.7982 | [19 empty] | 20768011.7982 |  | 0 | 0 | 0 | 0 | 20768011.7982 | 0 | 0 | 20768011.7982
1 | Households Alternative <20 Amp:- | 0 | 0 | 0 | 0 | 0 | 0 | 20 |  |  |  |  | 2427088.6228 | [19 empty] | 2427088.6228 |  | 0 | 0 | 0 | 0 | 2427088.6228 | 0 | 0 | 2427088.6228
1 | Pre-paid Meter System (Non-Indigent Residential) | 0 | 0 | 0 | 0 | 0 | 0 | 30 |  |  |  |  | 55376267.1667 | [19 empty] | 55376267.1667 |  | 0 | 0 | 0 | 0 | 55376267.1667 | 0 | 0 | 55376267.1667
1 | Residential Consumers (Houses, Flats & Farms) Network charge per month | 0 | 0 | 0 | 0 | 0 | 0 | 40 |  | 18418469.0917 |  |  | 48995242.0048 | [19 empty] | 67413711.0965 |  | 0 | 18418469.0917 | 0 | 0 | 48995242.0048 | 0 | 0 | 67413711.0965
1 | Residential Consumers (Houses, Flats & Farms) Network charge per month | 0 | 0 | 0 | 0 | 0 | 0 | 30 |  | 0 | [22 empty] | 0 |  | 0 | 0 | 0 | 0 | 0 | 0 | 0 | 0
1 | Net Metering Residential (for Approved SSEG Households) | 0 | 0 | 0 | 0 | 0 | 0 | 40 |  | 239240.1068 |  |  | 420605.7003 | [19 empty] | 659845.807 |  | 0 | 239240.1068 | 0 | 0 | 420605.7003 | 0 | 0 | 659845.807
1 | Commercial Pre-paid:- | 0 | 0 | 0 | 0 | 0 | 0 | 30 |  |  |  |  | 13526824.9211 | [19 empty] | 13526824.9211 |  | 0 | 0 | 0 | 0 | 13526824.9211 | 0 | 0 | 13526824.9211
1 | Commercial Alternative < 15 AMP:- | 0 | 0 | 0 | 0 | 0 | 0 | 20 |  |  |  |  | 793127.7281 | [19 empty] | 793127.7281 |  | 0 | 0 | 0 | 0 | 793127.7281 | 0 | 0 | 793127.7281
1 | Commercial Alternative < 15 AMP:-Dept | 0 | 0 | 0 | 0 | 0 | 0 | 20 |  |  |  |  | 54143.2719 | [19 empty] | 54143.2719 |  | 0 | 0 | 0 | 0 | 54143.2719 | 0 | 0 | 54143.2719
1 | Commerce / Non Standard (per kWh ) | 0 | 0 | 0 | 0 | 0 | 0 | 60 |  |  |  |  | 3181023.9737 | [19 empty] | 3181023.9737 |  | 0 | 0 | 0 | 0 | 3181023.9737 | 0 | 0 | 3181023.9737
1 | Commerce / Non Standard (per kWh )-Dept | 0 | 0 | 0 | 0 | 0 | 0 | 30 |  |  |  |  | 81245.3333 | [19 empty] | 81245.3333 |  | 0 | 0 | 0 | 0 | 81245.3333 | 0 | 0 | 81245.3333
1 | Commerce Basic < 20KVA (Basic per month) | 0 | 0 | 0 | 0 | 0 | 0 | 30 |  | 1482676.6734 |  |  | 988545.6512 | [19 empty] | 2471222.3246 |  | 0 | 1482676.6734 | 0 | 0 | 988545.6512 | 0 | 0 | 2471222.3246
1 | Commerce Basic < 20KVA (Basic per month)-Dept | 0 | 0 | 0 | 0 | 0 | 0 | 30 |  | 168485.9856 |  |  | 25234.3916 | [19 empty] | 193720.3772 |  | 0 | 168485.9856 | 0 | 0 | 25234.3916 | 0 | 0 | 193720.3772
1 | Commerce Basic 20 to 40 KVA (Basic per month) | 0 | 0 | 0 | 0 | 0 | 0 | 80 |  | 1739702.0519 |  |  | 2733744.6148 | [19 empty] | 4473446.6667 |  | 0 | 1739702.0519 | 0 | 0 | 2733744.6148 | 0 | 0 | 4473446.6667
1 | Commerce Basic 20 to 40 KVA (Basic per month)-Dept | 0 | 0 | 0 | 0 | 0 | 0 | 60 |  | 299184.4293 |  |  | 159490.5268 | [19 empty] | 458674.9561 |  | 0 | 299184.4293 | 0 | 0 | 159490.5268 | 0 | 0 | 458674.9561
1 | Commerce Basic >40 KVA (Basic per month) | 0 | 0 | 0 | 0 | 0 | 0 | 150 |  | 4853683.1191 |  |  | 10367438.6441 | [19 empty] | 15221121.7632 |  | 0 | 4853683.1191 | 0 | 0 | 10367438.6441 | 0 | 0 | 15221121.7632
1 | Commerce Basic >40 KVA (Basic per month)-Dept | 0 | 0 | 0 | 0 | 0 | 0 | 60 |  | 364026.2339 |  |  | 10629.3889 | [19 empty] | 374655.6228 |  | 0 | 364026.2339 | 0 | 0 | 10629.3889 | 0 | 0 | 374655.6228
1 | Net Metering Commercial;Basic Charge <= 20 kVA per month | 0 | 0 | 0 | 0 | 0 | 0 | 30 | [24 empty] | 0 |  | 0 | 0 | 0 | 0 | 0 | 0 | 0 | 0
1 | Net Metering CommercialBasic Charge 21 - 40 kVA per month | 0 | 0 | 0 | 0 | 0 | 0 | 40 | [24 empty] | 0 |  | 0 | 0 | 0 | 0 | 0 | 0 | 0 | 0
1 | Net Metering CommercialBasic Charge 41 - 50 kVA per month | 0 | 0 | 0 | 0 | 0 | 0 | 150 | [24 empty] | 0 |  | 0 | 0 | 0 | 0 | 0 | 0 | 0 | 0
1 | Sports Grounds including maintenance of Floodlighting:- | 0 | 0 | 0 | 0 | 0 | 0 | 90 |  |  |  |  | 1130103.3947 | [19 empty] | 1130103.3947 |  | 0 | 0 | 0 | 0 | 1130103.3947 | 0 | 0 | 1130103.3947
1 | Bulk Industrial | 0 | 0 | 0 | 0 | 0 | 0 | 0 |  | 3297054.0592 |  | 54156984.2054 | 47063705.8502 | [19 empty] | 104517744.1149 |  | 0 | 3297054.0592 | 0 | 54156984.2054 | 47063705.8502 | 0 | 0 | 104517744.1149
1 | Bulk Industrial-Dept | 0 | 0 | 0 | 0 | 0 | 0 | 0 |  | 503716.5924 |  | 3549397.8158 | 2194007.3725 | [19 empty] | 6247121.7807 |  | 0 | 503716.5924 | 0 | 3549397.8158 | 2194007.3725 | 0 | 0 | 6247121.7807
1 | Bulk Industrial mv | 0 | 0 | 0 | 0 | 0 | 0 | 0 |  | 91584.835 |  | 9616670.47 | 22276128.38 | [19 empty] | 31984383.685 |  | 0 | 91584.835 | 0 | 9616670.47 | 22276128.38 | 0 | 0 | 31984383.685
1 | Net Metering Industrial (for Approved SSEG) | 0 | 0 | 0 | 0 | 0 | 0 | 0 |  |  |  |  | 0 | [5 empty] | 17.2% | 14.69% | 7.049% | 0% |  |  |  | 14.93% | 29.54% | 16.6% |  |  |  |  | 1 |  | 0 | 0 | 0 | 0 | 1 | 0 | 0 | 1
1 | Bulk Time Of Use Tariff: Alternative | 0 | 0 | 0 | 0 | 0 | 0 | 0 |  | 237271.9374 | 24.74% | 4344828.5353 | [6 empty] | 1655130.6965 | 1413112.1936 | 678184.3305 |  |  |  |  | 1436323.4496 | 2842057.7871 | 1596805.0517 |  |  |  |  | 14203714.2291 |  | 0 | 237271.9374 | 0.24743 | 4344828.5353 | 9621613.509 | 0 | 0 | 14203714.2291
1 | Bulk Time Of Use Tariff: Alternative MV | 0 | 0 | 0 | 0 | 0 | 0 | 0 |  | 26353.5363 | 75.26% | 13214840.9998 | [6 empty] | 2273245.4351 | 1940844.2187 | 931454.801 | 0 |  |  |  | 1972723.8048 | 3903434.8796 | 2193137.8606 |  |  |  |  | 26456036.2884 |  | 0 | 26353.5363 | 0.75257 | 13214840.9998 | 13214840.9998 | 0 | 0 | 26456036.2884
1 | Net Metering Time of Use Bulk Consumers (for Approved SSEG) | 0 | 0 | 0 | 0 | 0 | 0 | 0 |  |  |  |  | 0 | [19 empty] | 0 |  | 0 | 0 | 0 | 0 | 0 | 0 | 0 | 0
1 | Net Metering Commercial;Basic Charge <= 20 kVA per month | 0 | 0 | 0 | 0 | 0 | 0 | 0 | [24 empty] | 0 |  | 0 | 0 | 0 | 0 | 0 | 0 | 0 | 0
1 | Net Metering CommercialBasic Charge 21 - 40 kVA per month | 0 | 0 | 0 | 0 | 0 | 0 | 0 | [24 empty] | 0 |  | 0 | 0 | 0 | 0 | 0 | 0 | 0 | 0
1 | Net Metering CommercialBasic Charge 41 - 50 kVA per month | 0 | 0 | 0 | 0 | 0 | 0 | 0 | [24 empty] | 0 |  | 0 | 0 | 0 | 0 | 0 | 0 | 0 | 0
1 | Streetlights - Internal Tariff | 0 | 0 | 0 | 0 | 0 | 0 | 0 |  |  |  |  | 1815392.8246 | [19 empty] | 1815392.8246 |  | 0 | 0 | 0 | 0 | 1815392.8246 | 0 | 0 | 1815392.8246
1 | Wheeling Charges: | 0 | 0 | 0 | 0 | 0 | 0 | 0 | [24 empty] | 0 |  | 0 | 0 | 0 | 0 | 0 | 0 | 0 | 0
1 | Availability | 0 | 0 | 0 | 0 | 0 | 0 | 40 |  | 3430129.5 | [22 empty] | 3430129.5 |  | 0 | 3430129.5 | 0 | 0 | 0 | 0 | 0 | 3430129.5
0 | 0 | 0 | [30 empty] | 0 |  | 0 | 0 | 0 | 0 | 0 | 0 | 0 | 0
0 | 0 | 0 | [30 empty] | 0 |  | 0 | 0 | 0 | 0 | 0 | 0 | 0 | 0
0 | 0 | 0 | 0 | 0 | 0 | 0 | 0 | 0 | [24 empty] | 0 |  | 0 | 0 | 0 | 0 | 0 | 0 | 0 | 0
0 | 0 | 0 | 0 | 0 | 0 | 0 | 0 | 0 | [24 empty] | 0 |  | 0 | 0 | 0 | 0 | 0 | 0 | 0 | 0
0 | 0 | 0 | 0 | 0 | 0 | 0 | 0 | 0 | [24 empty] | 0 |  | 0 | 0 | 0 | 0 | 0 | 0 | 0 | 0
0 | 0 | 0 | 0 | 0 | 0 | 0 | 0 | 0 | [24 empty] | 0 |  | 0 | 0 | 0 | 0 | 0 | 0 | 0 | 0
0 | 0 | 0 | 0 | 0 | 0 | 0 | 0 | 0 | [24 empty] | 0 |  | 0 | 0 | 0 | 0 | 0 | 0 | 0 | 0
0 | 0 | 0 | 0 | 0 | 0 | 0 | 0 | 0 | [24 empty] | 0 |  | 0 | 0 | 0 | 0 | 0 | 0
0 | 0 | 0 | 0 | 0 | 0 | 0 | 0 | 0 | [24 empty] | 0 |  | 0 | 0 | 0 | 0 | 0 | 0
0 | 0 | 0 | 0 | 0 | 0 | 0 | 0 | 0 | [24 empty] | 0 |  | 0 | 0 | 0 | 0 | 0 | 0
0 | 0 | 0 | 0 | 0 | 0 | 0 | 0 | 0 | [24 empty] | 0 |  | 0 | 0 | 0 | 0 | 0 | 0
0 | 0 | 0 | 0 | 0 | 0 | 0 | 0 | 0 | [24 empty] | 0 |  | 0 | 0 | 0 | 0 | 0 | 0
0 | 0 | 0 | 0 | 0 | 0 | 0 | 0 | 0 | [24 empty] | 0 |  | 0 | 0 | 0 | 0 | 0 | 0
0 | 0 | 0 | 0 | 0 | 0 | 0 | 0 | 0 | [24 empty] | 0 |  | 0 | 0 | 0 | 0 | 0 | 0
0 | 0 | 0 | 0 | 0 | 0 | 0 | 0 | 0 | [24 empty] | 0 |  | 0 | 0 | 0 | 0 | 0 | 0
0 | 0 | 0 | 0 | 0 | 0 | 0 | 0 | 0 | [24 empty] | 0 |  | 0 | 0 | 0 | 0 | 0 | 0
0 | 0 | 0 | 0 | 0 | 0 | 0 | 0 | 0 | [24 empty] | 0 |  | 0 | 0 | 0 | 0 | 0 | 0
0 | 0 | 0 | 0 | 0 | 0 | 0 | 0 | 0 | [24 empty] | 0 |  | 0 | 0 | 0 | 0 | 0 | 0
0 | 0 | 0 | 0 | 0 | 0 | 0 | 0 | 0 | [24 empty] | 0 |  | 0 | 0 | 0 | 0 | 0 | 0
0 | 0 | 0 | 0 | 0 | 0 | 0 | 0 | 0 | [24 empty] | 0 |  | 0 | 0 | 0 | 0 | 0 | 0
0 | 0 | 0 | 0 | 0 | 0 | 0 | 0 | 0 | [26 empty] | 0 | 0 | 0 | 0 | 0 | 0
0 | 0 | 0 | 0 | 0 | 0 | 0 | 0 | 0 | [26 empty] | 0 | 0 | 0 | 0 | 0 | 0
0 | 0 | 0 | 0 | 0 | 0 | 0 | 0 | 0 | [26 empty] | 0 | 0 | 0 | 0 | 0 | 0
0 | 0 | 0 | 0 | 0 | 0 | 0 | 0 | 0 | [26 empty] | 0 | 0 | 0 | 0 | 0 | 0
0 | 0 | 0 | 0 | 0 | 0 | 0 | 0 | 0 | [26 empty] | 0 | 0 | 0 | 0 | 0 | 0
0 | 0 | 0 | 0 | 0 | 0 | 0 | 0 | 0 | [26 empty] | 0 | 0 | 0 | 0 | 0 | 0
0 | 0 | 0 | 0 | 0 | 0 | 0 | 0 | 0 | [26 empty] | 0 | 0 | 0 | 0 | 0 | 0
0 | 0 | 0 | 0 | 0 | 0 | 0 | 0 | 0 | [26 empty] | 0 | 0 | 0 | 0 | 0 | 0
0 | 0 | 0 | 0 | 0 | 0 | 0 | 0 | 0 | [26 empty] | 0 | 0 | 0 | 0 | 0 | 0
0 | 0 | 0 | 0 | 0 | 0 | 0 | 0 | 0 | [26 empty] | 0 | 0 | 0 | 0 | 0 | 0
0 | 0 | 0 | 0 | 0 | 0 | 0 | 0 | 0 | [26 empty] | 0 | 0 | 0 | 0 | 0 | 0
0 | 0 | 0 | 0 | 0 | 0 | 0 | 0 | 0 | [26 empty] | 0 | 0 | 0 | 0 | 0 | 0
0 | 0 | 0 | 0 | 0 | 0 | 0 | 0 | 0 | [26 empty] | 0 | 0 | 0 | 0 | 0 | 0
0 | 0 | 0 | 0 | 0 | 0 | 0 | 0 | 0 | [26 empty] | 0 | 0 | 0 | 0 | 0 | 0
0 | 0 | 0 | 0 | 0 | 0 | 0 | 0 | 0 | [26 empty] | 0 | 0 | 0 | 0 | 0 | 0
0 | 0 | 0 | 0 | 0 | 0 | 0 | 0 | 0 | [26 empty] | 0 | 0 | 0 | 0 | 0 | 0
0 | 0 | 0 | 0 | 0 | 0 | 0 | 0 | 0 | [26 empty] | 0 | 0 | 0 | 0 | 0 | 0
0 | 0 | 0 | 0 | 0 | 0 | 0 | 0 | 0 | [26 empty] | 0 | 0 | 0 | 0 | 0 | 0
0 | 0 | 0 | 0 | 0 | 0 | 0 | 0 | 0 | [26 empty] | 0 | 0 | 0 | 0 | 0 | 0
0 | 0 | 0 | 0 | 0 | 0 | 0 | 0 | 0 | [26 empty] | 0 | 0 | 0 | 0 | 0 | 0
0 | 0 | 0 | 0 | 0 | 0 | 0 | 0 | 0 | [26 empty] | 0 | 0 | 0 | 0 | 0 | 0
0 | 0 | 0 | 0 | 0 | 0 | 0 | 0 | 0 | [26 empty] | 0 | 0 | 0 | 0 | 0 | 0
0 | 0 | 0 | 0 | 0 | 0 | 0 | 0 | 0 | [26 empty] | 0 | 0 | 0 | 0 | 0 | 0
0 | 0 | 0 | 0 | 0 | 0 | 0 | 0 | 0 | [26 empty] | 0 | 0 | 0 | 0 | 0 | 0
0 | 0 | 0 | 0 | 0 | 0 | 0 | 0 | 0 | [26 empty] | 0 | 0 | 0 | 0 | 0 | 0
0 | 0 | 0 | 0 | 0 | 0 | 0 | 0 | 0 | [26 empty] | 0 | 0 | 0 | 0 | 0 | 0
0 | 0 | 0 | 0 | 0 | 0 | 0 | 0 | 0 | [26 empty] | 0 | 0 | 0 | 0 | 0 | 0
0 | 0 | 0 | 0 | 0 | 0 | 0 | 0 | 0 | [26 empty] | 0 | 0 | 0 | 0 | 0 | 0
0 | 0 | 0 | 0 | 0 | 0 | 0 | 0 | 0 | [26 empty] | 0 | 0 | 0 | 0 | 0 | 0
0 | 0 | 0 | 0 | 0 | 0 | 0 | 0 | 0 | [26 empty] | 0 | 0 | 0 | 0 | 0 | 0
0 | 0 | 0 | 0 | 0 | 0 | 0 | 0 | 0 | [26 empty] | 0 | 0 | 0 | 0 | 0 | 0
1 | 376129325.8158 | 377258758.2473 | 0.01299% | [5 empty] | -0.3003% | 35151578.1519 | 1 | 84882722.0263 | 234388001.5602 | 0 | 0 | 0 | 0 | 0 | 3928376.3036 | 3353956.5591 | 1609639.2021 | 0 | 0 | 0 | 0 | 3409047.4037 | 6745492.962 | 3789943.0782 | 0 | 0 | 0 | 0 | 377258758.2473 |  | 0 | 35151578.1519 | 1 | 84882722.0263 | 257224457.069 | 0 | 0 | 377258758.2473 | #REF! | #REF!
1 |  |  | PP | [6 empty] | Con |  | 624581642 | Err | 624581642 | #DIV/0! | [18 empty] | 80089350.1948
1 | SWARTLAND |  | 2022-06-30 | [5 empty] | CONSUMPTION STATISTICS FOR CHARGES APPLICABLE FOR ALL MONTHS OF THE YEAR | [9 empty] | HIGH SEASON CONSUMPTION STATISTICS | [6 empty] | LOW SEASON CONSUMPTION STATISTICS | [7 empty] | 80089350.1948 | [8 empty] | #REF!
1 | CONSUMPTION STATISTICS | [7 empty] | POD's / customer | MD-kVA/Cust | LF (annual) | LF (ave month) | Ave consump. | % 1 st block energy Vs total energy | % 2 nd block energy Vs total energy | % 3 rd block energy Vs total energy | % 4 th block energy Vs total energy | kvarh % kWh | % energy in Peak | % energy in Standard | % energy in Off-Peak | % energy in season | LF (all hours) in season | LF (P&S hours) in season |  | % energy in Peak | % energy in Standard | % energy in Off-Peak | % energy in season | LF (all hours) in season | LF (P&S hours) in season
1 | TARIFF NAME | TARIFF CODE | Capacity (Amps) | Sub Category | Tariff Structure Category | Phases | Max Voltage | Capacity category | Ratio | % | % | % | kWh/cust/m | % |  |  | ? | % | % | % | % | % | % | % |  | % | % | % | % | % | %
1 | Pre-paid meter system (Indigent Residential) | 0 | 0 | 0 | 0 | 0 | 0 | 20 |  | 4.6 | 7.463% |  | 250.6079 | 17.88% | 82.12% | 0% | 0%
1 | Households Alternative <20 Amp:- | 0 | 0 | 0 | 0 | 0 | 0 | 20 |  | 4.6 | 8.643% |  | 290.2182 | 15.35% | 68.54% | 20.38% | 12.97%
1 | Pre-paid Meter System (Non-Indigent Residential) | 0 | 0 | 0 | 0 | 0 | 0 | 30 |  | 6.9 | 5.043% |  | 253.9924 | 100% | 0% | 0% | 0%
1 | Residential Consumers (Houses, Flats & Farms) Network charge per month | 0 | 0 | 0 | 0 | 0 | 0 | 40 |  | 9.2 | 5.63% |  | 378.0864 | 11.58% | 55.89% | 22.94% | 16.88%
1 | Residential Consumers (Houses, Flats & Farms) Network charge per month | 0 | 0 | 0 | 0 | 0 | 0 | 30 |  | #DIV/0! |  |  | #DIV/0!
1 | Net Metering Residential (for Approved SSEG Households) | 0 | 0 | 0 | 0 | 0 | 0 | 40 |  | 9.2 | 4.445% |  | 298.5386 | 70.15% | 30.06% | 0% | 0%
1 | Commercial Pre-paid:- | 0 | 0 | 0 | 0 | 0 | 0 | 30 |  | 6.9 | 8.981% |  | 452.3559 | 99.59% | 0.8965% | 0% | 0%
1 | Commercial Alternative < 15 AMP:- | 0 | 0 | 0 | 0 | 0 | 0 | 20 |  | 4.6 | 3.509% |  | 117.822 | 46.12% | 53.57% | 0% | 0%
1 | Commercial Alternative < 15 AMP:-Dept | 0 | 0 | 0 | 0 | 0 | 0 | 20 |  | 4.6 | 9.322% |  | 313.0348 | 12.69% | 97.3% | 0% | 0%
1 | Commerce / Non Standard (per kWh ) | 0 | 0 | 0 | 0 | 0 | 0 | 60 |  | 13.8 | 9.891% |  | 996.4083 | 115% | 0% | 0% | 0%
1 | Commerce / Non Standard (per kWh )-Dept | 0 | 0 | 0 | 0 | 0 | 0 | 30 |  | 6.9 | 8.546% |  | 430.4696 | 100.3% | 0% | 0% | 0%
1 | Commerce Basic < 20KVA (Basic per month) | 0 | 0 | 0 | 0 | 0 | 0 | 30 |  | 6.9 | 6.501% |  | 327.4374 | 107.1% | 0% | 0% | 0%
1 | Commerce Basic < 20KVA (Basic per month)-Dept | 0 | 0 | 0 | 0 | 0 | 0 | 30 |  | 6.9 | 4.502% |  | 226.7667 | 100% | 0% | 0% | 0%
1 | Commerce Basic 20 to 40 KVA (Basic per month) | 0 | 0 | [6 empty] | 18.4 | 8.436% |  | 1133.0715 | 122.7% | 0% | 0% | 0%
1 | Commerce Basic 20 to 40 KVA (Basic per month)-Dept | 0 | 0 | [6 empty] | 13.8 | 5.055% |  | 509.2227 | 97.49% | 0% | 0% | 0%
1 | Commerce Basic >40 KVA (Basic per month) | 0 | 0 | [6 empty] | 34.5 | 7.314% |  | 1842.1054 | 110.8% | 0% | 0% | 0%
1 | Commerce Basic >40 KVA (Basic per month)-Dept | 0 | 0 | [6 empty] | 13.8 | 5.495% |  | 553.5235 | 128.1% | 0% | 0% | 0%
1 | Net Metering Commercial;Basic Charge <= 20 kVA per month | 0 | 0 | [6 empty] | #DIV/0! |  |  | #DIV/0!
1 | Net Metering CommercialBasic Charge 21 - 40 kVA per month | 0 | 0 | [6 empty] | #DIV/0! |  |  | #DIV/0!
1 | Net Metering CommercialBasic Charge 41 - 50 kVA per month | 0 | 0 | [6 empty] | #DIV/0! |  |  | #DIV/0!
1 | Sports Grounds including maintenance of Floodlighting:- | 0 | 0 | [6 empty] | 0 |  |  | 0.40152 | 0% | 0% | 0% | 0%
1 | Bulk Industrial | 0 | 0 | [6 empty] | 0 |  | 74.32% | 15633.9775 | 0% | 0% | 0% | 0%
1 | Bulk Industrial-Dept | 0 | 0 | [6 empty] | 0 |  | 22.01% | 6945.8269 | 0% | 0% | 0% | 0%
1 | Bulk Industrial mv | 0 | 0 | [6 empty] | 0 |  | 61.14% | 814145.245 | 0% | 0% | 0% | 0%
1 | Net Metering Industrial (for Approved SSEG) | 0 | 0 | [6 empty] | #DIV/0! |  |  | #DIV/0! | [5 empty] | #DIV/0! | #DIV/0! | #DIV/0! |  |  |  |  | #DIV/0! | #DIV/0! | #DIV/0!
1 | Bulk Time Of Use Tariff: Alternative | 0 | 0 | [6 empty] | 0 |  | 29.39% | 17034.7724 | 0% | 0% | 0% | 0% |  | 4.347% | 12.26% | 10.84% |  |  |  |  | 11.3% | 32.48% | 28.77%
1 | Bulk Time Of Use Tariff: Alternative MV | 0 | 0 | [6 empty] | 0 |  | 39.05% | 436051.8123 | 0% | 0% | 0% | 0% |  | 4.347% | 12.26% | 10.84% |  |  |  |  | 11.3% | 32.48% | 28.77%
1 | Net Metering Time of Use Bulk Consumers (for Approved SSEG) | 0 | 0 | [6 empty] | #DIV/0! |  |  | #DIV/0!
1 | Net Metering Commercial;Basic Charge <= 20 kVA per month | [8 empty] | #DIV/0! |  |  | #DIV/0!
1 | Net Metering CommercialBasic Charge 21 - 40 kVA per month | [8 empty] | #DIV/0! |  |  | #DIV/0!
1 | Net Metering CommercialBasic Charge 41 - 50 kVA per month | [8 empty] | #DIV/0! |  |  | #DIV/0!
1 | Streetlights - Internal Tariff | [8 empty] | 0.036811 | 9.236% |  | 2.482 | 0% | 0% | 0% | 0%
1 | Wheeling Charges: | [8 empty] | #DIV/0! |  |  | #DIV/0!
1 | Availability | [8 empty] | 2.7879 | 0% |  | 0
0 | 0 | [8 empty] | #DIV/0! |  |  | #DIV/0!
0 | 0 | 0 | 0 | 0 | 0 | 0 | 0 | 0 |  | #DIV/0! |  |  | #DIV/0!
0 | 0 | 0 | 0 | 0 | 0 | 0 | 0 | 0 |  | #DIV/0! |  |  | #DIV/0!
0 | 0 | 0 | 0 | 0 | 0 | 0 | 0 | 0 |  | #DIV/0! |  |  | #DIV/0!
0 | 0 | 0 | 0 | 0 | 0 | 0 | 0 | 0 |  | #DIV/0! |  |  | #DIV/0!
0 | 0 | 0 | 0 | 0 | 0 | 0 | 0 | 0 |  | #DIV/0! |  |  | #DIV/0!
0 | 0 | 0 | 0 | 0 | 0 | 0 | 0 | 0 |  | #DIV/0! |  |  | #DIV/0!
0 | 0 | 0 | 0 | 0 | 0 | 0 | 0 | 0 |  | #DIV/0! |  |  | #DIV/0!
0 | 0 | 0 | 0 | 0 | 0 | 0 | 0 | 0 |  | #DIV/0! |  |  | #DIV/0!
0 | 0 | 0 | 0 | 0 | 0 | 0 | 0 | 0 |  | #DIV/0! |  |  | #DIV/0!
0 | 0 | 0 | 0 | 0 | 0 | 0 | 0 | 0 |  | #DIV/0! |  |  | #DIV/0!
0 | 0 | 0 | 0 | 0 | 0 | 0 | 0 | 0 |  | #DIV/0! |  |  | #DIV/0!
0 | 0 | 0 | 0 | 0 | 0 | 0 | 0 | 0 |  | #DIV/0! |  |  | #DIV/0!
0 | 0 | 0 | 0 | 0 | 0 | 0 | 0 | 0 |  | #DIV/0! |  |  | #DIV/0!
0 | 0 | 0 | 0 | 0 | 0 | 0 | 0 | 0 |  | #DIV/0! |  |  | #DIV/0!
0 | 0 | 0 | 0 | 0 | 0 | 0 | 0 | 0 |  | #DIV/0! |  |  | #DIV/0!
0 | 0 | 0 | 0 | 0 | 0 | 0 | 0 | 0 |  | #DIV/0! |  |  | #DIV/0!
0 | 0 | 0 | 0 | 0 | 0 | 0 | 0 | 0 |  | #DIV/0! |  |  | #DIV/0!
0 | 0 | 0 | 0 | 0 | 0 | 0 | 0 | 0 |  | #DIV/0! |  |  | #DIV/0!
0 | 0 | 0 | 0 | 0 | 0 | 0 | 0 | 0 |  | #DIV/0! |  |  | #DIV/0!
0 | 0 | 0 | 0 | 0 | 0 | 0 | 0 | 0
0 | 0 | 0 | 0 | 0 | 0 | 0 | 0 | 0
0 | 0 | 0 | 0 | 0 | 0 | 0 | 0 | 0
0 | 0 | 0 | 0 | 0 | 0 | 0 | 0 | 0
0 | 0 | 0 | 0 | 0 | 0 | 0 | 0 | 0
0 | 0 | 0 | 0 | 0 | 0 | 0 | 0 | 0
0 | 0 | 0 | 0 | 0 | 0 | 0 | 0 | 0
0 | 0 | 0 | 0 | 0 | 0 | 0 | 0 | 0
0 | 0 | 0 | 0 | 0 | 0 | 0 | 0 | 0
0 | 0 | 0 | 0 | 0 | 0 | 0 | 0 | 0
0 | 0 | 0 | 0 | 0 | 0 | 0 | 0 | 0
0 | 0 | 0 | 0 | 0 | 0 | 0 | 0 | 0
0 | 0 | 0 | 0 | 0 | 0 | 0 | 0 | 0
0 | 0 | 0 | 0 | 0 | 0 | 0 | 0 | 0
0 | 0 | 0 | 0 | 0 | 0 | 0 | 0 | 0
0 | 0 | 0 | 0 | 0 | 0 | 0 | 0 | 0
0 | 0 | 0 | 0 | 0 | 0 | 0 | 0 | 0
0 | 0 | 0 | 0 | 0 | 0 | 0 | 0 | 0
0 | 0 | 0 | 0 | 0 | 0 | 0 | 0 | 0
0 | 0 | 0 | 0 | 0 | 0 | 0 | 0 | 0
0 | 0 | 0 | 0 | 0 | 0 | 0 | 0 | 0
0 | 0 | 0 | 0 | 0 | 0 | 0 | 0 | 0
0 | 0 | 0 | 0 | 0 | 0 | 0 | 0 | 0
0 | 0 | 0 | 0 | 0 | 0 | 0 | 0 | 0
0 | 0 | 0 | 0 | 0 | 0 | 0 | 0 | 0
0 | 0 | 0 | 0 | 0 | 0 | 0 | 0 | 0
0 | 0 | 0 | 0 | 0 | 0 | 0 | 0 | 0
0 | 0 | 0 | 0 | 0 | 0 | 0 | 0 | 0
0 | 0 | 0 | 0 | 0 | 0 | 0 | 0 | 0
0 | 0 | 0 | 0 | 0 | 0 | 0 | 0 | 0
0 | 0 | 0 | 0 | 0 | 0 | 0 | 0 | 0
1 | Total. | [7 empty] | 598445.8599 | #DIV/0! | 0.12377 | 0.087 | 269973000.3103 | 0.25838 |  |  |  |  | #DIV/0! | #DIV/0! | #DIV/0! |  |  |  |  | #DIV/0! | #DIV/0! | [5 empty] | 0
1
1 | SWARTLAND | 2022-06-30 | [6 empty] | REVENUES FROM CHARGES APPLICABLE FOR ALL MONTHS OF THE YEAR | [9 empty] | HIGH SEASON REVENUES | [6 empty] | LOW SEASON REVENUES | [8 empty] | TOTAL CHARGES FOR THE YEAR
1 | CALCULATED REVENUE |  | 2020/2021 sales & 2021/2022 rates | [5 empty] | Customer service | Basic | Access | MD (aLL hours) | ALL Energy | Block 1 kWh |  | Block 3 kWh | Other charges | 0 | Energy Peak | Energy Standard | Energy Off-Peak | Energy TotaL | MD (aLL hours) | MD (P&St) | Reactive energy | Energy Peak | Energy Standard | Energy TotaL | Energy TotaL | MD (aLL hours) | MD (P&St) | Reactive energy | TotaL | Check | Customer service | Basic | Access | Demand | Energy | ReAdtive energy | Others | TOTAL | Actual: Reference
1 | TARIFF NAME | TARIFF CODE | Capacity (Amps) | Sub Category | Tariff Structure Category | Phases | Max Voltage | Capacity category | R/year | R/year | R/year | R/year | R/year | R/year |  | R/year | ? | R/year | Rand /season | Rand /season | Rand /season | Rand /season | Rand /season | Rand /season | Rand /season | Rand /season | Rand /season | Rand /season | Rand /season | Rand /season | Rand /season | Rand /season | R/year | R/year | R/year | R/year | R/year | R/year | R/year | R/year | R/year | R/year | Total | Difference | % Diff
1 | Pre-paid meter system (Indigent Residential) | 0 | 0 | 0 | 0 | 0 | 0 | 20 | 0 | 0 | 0 | 0 | 0 | 0 | 29615493.3867 | 0 | 0 | 0 | 0 | 0 | 0 | 0 | 0 | 0 | 0 | 0 | 0 | 0 | 0 | 0 | 0 | 0 | 29615493.3867 | 20768011.7982 | 0 | 0 | 0 | 0 | 29615493.3867 |  |  | 29615493.3867 | 20768011.7982 | 8847481.5885 | 42.6%
1 | Households Alternative <20 Amp:- | 0 | 0 | 0 | 0 | 0 | 0 | 20 | 0 | 0 | 0 | 0 |  | 282675.941 | 1655743.7464 | 701751.2825 | 537007.9393 | 0 | 0 | 0 | 0 | 0 | 0 | 0 | 0 | 0 | 0 | 0 | 0 | 0 | 0 | 0 | 3177178.9092 | 2427088.6228 | 0 | 0 | 0 | 0 | 3177178.9092 | 0 |  | 3177178.9092 | 2427088.6228 | 750090.2864 | 30.9%
1 | Pre-paid Meter System (Non-Indigent Residential) | 0 | 0 | 0 | 0 | 0 | 0 | 30 | 0 | 0 | 0 | 0 |  | 63919063.0484 | 0 | 0 | 0 | 0 | 0 | 0 | 0 | 0 | 0 | 0 | 0 | 0 | 0 | 0 | 0 | 0 | 0 | 0 | 63919063.0484 | 55376267.1667 | 0 | 0 | 0 | 0 | 63919063.0484 | 0 |  | 63919063.0484 | 55376267.1667 | 8542795.8818 | 15.43%
1 | Residential Consumers (Houses, Flats & Farms) Network charge per month | 0 | 0 | 0 | 0 | 0 | 0 | 40 | 0 | 21199657.9245 | 0 | 0 | 0 | 4679804.0733 | 29054674.8212 | 16784865.3343 | 14546697.3226 | 0 | 0 | 0 | 0 | 0 | 0 | 0 | 0 | 0 | 0 | 0 | 0 | 0 | 0 | 0 | 86265699.476 | 67413711.0965 | 0 | 21199657.9245 | 0 | 0 | 65066041.5515 | 0 |  | 86265699.476 | 67413711.0965 | 18851988.3795 | 27.96%
1 | Residential Consumers (Houses, Flats & Farms) Network charge per month | 0 | 0 | 0 | 0 | 0 | 0 | 30 | 0 | 0 | 0 | 0 | 0 | 0 | 0 | 0 | 0 | 0 | 0 | 0 | 0 | 0 | 0 | 0 | 0 | 0 | 0 | 0 | 0 | 0 | 0 | 0 | 0 | 0 | 0 | 0 | 0 | 0 | 0 | 0 |  | 0 | 0 | 0 | #DIV/0!
1 | Net Metering Residential (for Approved SSEG Households) | 0 | 0 | 0 | 0 | 0 | 0 | 40 | 0 | 275365.3629 | 0 | 0 | 0 | 402411.994 | 242697.1803 | 0 | 0 | 0 | 0 | 0 | 0 | 0 | 0 | 0 | 0 | 0 | 0 | 0 | 0 | 0 | 0 | 0 | 920474.5372 | 659845.807 | 0 | 275365.3629 | 0 | 0 | 645109.1743 | 0 |  | 920474.5372 | 659845.807 | 260628.7302 | 39.5%
1 | Commercial Pre-paid:- | 0 | 0 | 0 | 0 | 0 | 0 | 30 | 0 | 0 | 0 | 0 | 15840416.7215 | 0 | 0 | 0 | 0 | 0 | 0 | 0 | 0 | 0 | 0 | 0 | 0 | 0 | 0 | 0 | 0 | 0 | 0 | 0 | 15840416.7215 | 13526824.9211 | 0 | 0 | 0 | 0 | 15840416.7215 | 0 |  | 15840416.7215 | 13526824.9211 | 2313591.8004 | 17.1%
1 | Commercial Alternative < 15 AMP:- | 0 | 0 | 0 | 0 | 0 | 0 | 20 | 0 | 0 | 0 | 0 | 1144946.4286 | 0 | 0 | 0 | 0 | 0 | 0 | 0 | 0 | 0 | 0 | 0 | 0 | 0 | 0 | 0 | 0 | 0 | 0 | 0 | 1144946.4286 | 793127.7281 | 0 | 0 | 0 | 0 | 1144946.4286 | 0 |  | 1144946.4286 | 793127.7281 | 351818.7005 | 44.36%
1 | Commercial Alternative < 15 AMP:-Dept | 0 | 0 | 0 | 0 | 0 | 0 | 20 | 0 | 0 | 0 | 0 | 67003.2233 | 0 | 0 | 0 | 0 | 0 | 0 | 0 | 0 | 0 | 0 | 0 | 0 | 0 | 0 | 0 | 0 | 0 | 0 | 0 | 67003.2233 | 54143.2719 | 0 | 0 | 0 | 0 | 67003.2233 | 0 |  | 67003.2233 | 54143.2719 | 12859.9514 | 23.75%
1 | Commerce / Non Standard (per kWh ) | 0 | 0 | 0 | 0 | 0 | 0 | 60 | 0 | 0 | 286469.4302 | 0 | 3707866.8156 | 0 | 0 | 0 | 0 | 0 | 0 | 0 | 0 | 0 | 0 | 0 | 0 | 0 | 0 | 0 | 0 | 0 | 0 | 0 | 3994336.2458 | 3181023.9737 | 0 | 0 | 286469.4302 | 0 | 3707866.8156 | 0 |  | 3994336.2458 | 3181023.9737 | 813312.2721 | 25.57%
1 | Commerce / Non Standard (per kWh )-Dept | 0 | 0 | 0 | 0 | 0 | 0 | 30 | 0 | 0 | 9878.2562 | 0 | 110474.2992 | 0 | 0 | 0 | 0 | 0 | 0 | 0 | 0 | 0 | 0 | 0 | 0 | 0 | 0 | 0 | 0 | 0 | 0 | 0 | 120352.5554 | 81245.3333 | 0 | 0 | 9878.2562 | 0 | 110474.2992 | 0 |  | 120352.5554 | 81245.3333 | 39107.2221 | 48.13%
1 | Commerce Basic < 20KVA (Basic per month) | 0 | 0 | 0 | 0 | 0 | 0 | 30 | 0 | 1706560.8511 | 0 | 0 | 1848713.925 | 0 | 0 | 0 | 0 | 0 | 0 | 0 | 0 | 0 | 0 | 0 | 0 | 0 | 0 | 0 | 0 | 0 | 0 | 0 | 3555274.776 | 2471222.3246 | 0 | 1706560.8511 | 0 | 0 | 1848713.925 | 0 |  | 3555274.776 | 2471222.3246 | 1084052.4515 | 43.87%
1 | Commerce Basic < 20KVA (Basic per month)-Dept | 0 | 0 | 0 | 0 | 0 | 0 | 30 | 0 | 193927.3694 | 0 | 0 | 145491.657 | 0 | 0 | 0 | 0 | 0 | 0 | 0 | 0 | 0 | 0 | 0 | 0 | 0 | 0 | 0 | 0 | 0 | 0 | 0 | 339419.0265 | 193720.3772 | 0 | 193927.3694 | 0 | 0 | 145491.657 | 0 |  | 339419.0265 | 193720.3772 | 145698.6493 | 75.21%
1 | Commerce Basic 20 to 40 KVA (Basic per month) | 0 | 0 | 0 | 0 | 0 | 0 | 80 | 0 | 2002397.0617 | 0 | 0 | 5706709.4755 | 0 | 0 | 0 | 0 | 0 | 0 | 0 | 0 | 0 | 0 | 0 | 0 | 0 | 0 | 0 | 0 | 0 | 0 | 0 | 7709106.5372 | 4473446.6667 | 0 | 2002397.0617 | 0 | 0 | 5706709.4755 | 0 |  | 7709106.5372 | 4473446.6667 | 3235659.8705 | 72.33%
1 | Commerce Basic 20 to 40 KVA (Basic per month)-Dept | 0 | 0 | 0 | 0 | 0 | 0 | 60 | 0 | 344361.2781 | 0 | 0 | 441062.7266 | 0 | 0 | 0 | 0 | 0 | 0 | 0 | 0 | 0 | 0 | 0 | 0 | 0 | 0 | 0 | 0 | 0 | 0 | 0 | 785424.0047 | 458674.9561 | 0 | 344361.2781 | 0 | 0 | 441062.7266 | 0 |  | 785424.0047 | 458674.9561 | 326749.0485 | 71.24%
1 | Commerce Basic >40 KVA (Basic per month) | 0 | 0 | 0 | 0 | 0 | 0 | 150 | 0 | 5586589.2701 | 0 | 0 | 14182556.306 | 0 | 0 | 0 | 0 | 0 | 0 | 0 | 0 | 0 | 0 | 0 | 0 | 0 | 0 | 0 | 0 | 0 | 0 | 0 | 19769145.5761 | 15221121.7632 | 0 | 5586589.2701 | 0 | 0 | 14182556.306 | 0 |  | 19769145.5761 | 15221121.7632 | 4548023.813 | 29.88%
1 | Commerce Basic >40 KVA (Basic per month)-Dept | 0 | 0 | 0 | 0 | 0 | 0 | 60 | 0 | 418994.1953 | 0 | 0 | 319622.5277 | 0 | 0 | 0 | 0 | 0 | 0 | 0 | 0 | 0 | 0 | 0 | 0 | 0 | 0 | 0 | 0 | 0 | 0 | 0 | 738616.7229 | 374655.6228 | 0 | 418994.1953 | 0 | 0 | 319622.5277 | 0 |  | 738616.7229 | 374655.6228 | 363961.1001 | 97.15%
1 | Net Metering Commercial;Basic Charge <= 20 kVA per month | 0 | 0 | 0 | 0 | 0 | 0 | 30 | 0 | 0 | 0 | 0 | 0 | 0 | 0 | 0 | 0 | 0 | 0 | 0 | 0 | 0 | 0 | 0 | 0 | 0 | 0 | 0 | 0 | 0 | 0 | 0 | 0 | 0 | 0 | 0 | 0 | 0 | 0 | 0 |  | 0 | 0 | 0 | #DIV/0!
1 | Net Metering CommercialBasic Charge 21 - 40 kVA per month | 0 | 0 | 0 | 0 | 0 | 0 | 40 | 0 | 0 | 0 | 0 | 0 | 0 | 0 | 0 | 0 | 0 | 0 | 0 | 0 | 0 | 0 | 0 | 0 | 0 | 0 | 0 | 0 | 0 | 0 | 0 | 0 | 0 | 0 | 0 | 0 | 0 | 0 | 0 |  | 0 | 0 | 0 | #DIV/0!
1 | Net Metering CommercialBasic Charge 41 - 50 kVA per month | 0 | 0 | 0 | 0 | 0 | 0 | 150 | 0 | 0 | 0 | 0 | 0 | 0 | 0 | 0 | 0 | 0 | 0 | 0 | 0 | 0 | 0 | 0 | 0 | 0 | 0 | 0 | 0 | 0 | 0 | 0 | 0 | 0 | 0 | 0 | 0 | 0 | 0 | 0 |  | 0 | 0 | 0 | #DIV/0!
1 | Sports Grounds including maintenance of Floodlighting:- | 0 | 0 | 0 | 0 | 0 | 0 | 90 | 0 | 0 | 0 | 0 | 560.6365 | 0 | 0 | 0 | 0 | 0 | 0 | 0 | 0 | 0 | 0 | 0 | 0 | 0 | 0 | 0 | 0 | 0 | 0 | 0 | 560.6365 | 1130103.3947 | 0 | 0 | 0 | 0 | 560.6365 | 0 |  | 560.6365 | 1130103.3947 | -1129542.7582 | -99.95%
1 | Bulk Industrial | 0 | 0 | 0 | 0 | 0 | 0 | 0 | 0 | 3794909.2222 | 0 | 21037506.466 | 28203658.3687 | 0 | 0 | 0 | 0 | 0 | 0 | 0 | 0 | 0 | 0 | 0 | 0 | 0 | 0 | 0 | 0 | 0 | 0 | 0 | 53036074.0569 | 104517744.1149 | 0 | 3794909.2222 | 0 | 21037506.466 | 28203658.3687 | 0 |  | 53036074.0569 | 104517744.1149 | -51481670.0579 | -49.26%
1 | Bulk Industrial-Dept | 0 | 0 | 0 | 0 | 0 | 0 | 0 | 0 | 579777.7978 | 0 | 4821162.04 | 1914344.555 | 0 | 0 | 0 | 0 | 0 | 0 | 0 | 0 | 0 | 0 | 0 | 0 | 0 | 0 | 0 | 0 | 0 | 0 | 0 | 7315284.3929 | 6247121.7807 | 0 | 579777.7978 | 0 | 4821162.04 | 1914344.555 | 0 |  | 7315284.3929 | 6247121.7807 | 1068162.6122 | 17.1%
1 | Bulk Industrial mv | 0 | 0 | 0 | 0 | 0 | 0 | 0 | 0 | 105414.1451 | 0 | 36995980.5604 | 40797669.2814 | 0 | 0 | 0 | 0 | 0 | 0 | 0 | 0 | 0 | 0 | 0 | 0 | 0 | 0 | 0 | 0 | 0 | 0 | 0 | 77899063.9868 | 31984383.685 | 0 | 105414.1451 | 0 | 36995980.5604 | 40797669.2814 | 0 |  | 77899063.9868 | 31984383.685 | 45914680.3018 | 143.6%
1 | Net Metering Industrial (for Approved SSEG) | 0 | 0 | 0 | 0 | 0 | 0 | 0 | 0 | 0 | 0 | 0 | 0 | 0 | 0 | 0 | 0 | 0 | 0 | 0 | 0 | 0 | 0 | 0 | 0 | 0 | 0 | 0 | 0 | 0 | 0 | 0 | 0 | 1 | 0 | 0 | 0 | 0 | 0 | 0 |  | 0 | 1 | -1 | -100%
1 | Bulk Time Of Use Tariff: Alternative | 0 | 0 | 0 | 0 | 0 | 0 | 0 | 0 | 500717.189 | 0 | 5130411.1036 | 0 | 0 | 0 | 0 | 0 | 0 | 936878.9808 | 800458.5147 | 384182.8716 | 0 | 0 | 0 | 0 | 794255.2204 | 1571669.8467 | 882943.9937 | 0 | 0 | 0 | 0 | 11001517.7205 | 14203714.2291 | 0 | 500717.189 | 0 | 5130411.1036 | 5370389.4278 | 0 |  | 11001517.7205 | 14203714.2291 | -3202196.5087 | -22.54%
1 | Bulk Time Of Use Tariff: Alternative MV | 0 | 0 | 0 | 0 | 0 | 0 | 0 | 0 | 79060.6088 | 0 | 15604198.5194 | 0 | 0 | 0 | 0 | 0 | 0 | 3786630.3265 | 3235252.9506 | 1552771.0007 | 0 | 0 | 0 | 0 | 3210180.7877 | 6352296.1097 | 3568638.6093 | 0 | 0 | 0 | 0 | 37389028.9128 | 26456036.2884 | 0 | 79060.6088 | 0 | 15604198.5194 | 21705769.7846 | 0 |  | 37389028.9128 | 26456036.2884 | 10932992.6244 | 41.33%
1 | Net Metering Time of Use Bulk Consumers (for Approved SSEG) | 0 | 0 | 0 | 0 | 0 | 0 | 0 | 0 | 0 | 0 | 0 | 0 | 0 | 0 | 0 | 0 | 0 | 0 | 0 | 0 | 0 | 0 | 0 | 0 | 0 | 0 | 0 | 0 | 0 | 0 | 0 | 0 | 0 | 0 | 0 | 0 | 0 | 0 | 0 |  | 0 | 0 | 0 | #DIV/0!
1 | Net Metering Commercial;Basic Charge <= 20 kVA per month | 0 | 0 | 0 | 0 | 0 | 0 | 0 | 0 | 0 | 0 | 0 | 0 | 0 | 0 | 0 | 0 | 0 | 0 | 0 | 0 | 0 | 0 | 0 | 0 | 0 | 0 | 0 | 0 | 0 | 0 | 0 | 0 | 0 | 0 | 0 | 0 | 0 | 0 | 0 |  | 0 | 0 | 0 | #DIV/0! | 0 | 0
1 | Net Metering CommercialBasic Charge 21 - 40 kVA per month | 0 | 0 | 0 | 0 | 0 | 0 | 0 | 0 | 0 | 0 | 0 | 0 | 0 | 0 | 0 | 0 | 0 | 0 | 0 | 0 | 0 | 0 | 0 | 0 | 0 | 0 | 0 | 0 | 0 | 0 | 0 | 0 | 0 | 0 | 0 | 0 | 0 | 0 | 0 |  | 0 | 0 | 0 | #DIV/0! | 63206288.2149 | 63206288.2149
1 | Net Metering CommercialBasic Charge 41 - 50 kVA per month | 0 | 0 | 0 | 0 | 0 | 0 | 0 | 0 | 0 | 0 | 0 |  | 0 | 0 | 0 | 0 | 0 | 0 | 0 | 0 | 0 | 0 | 0 | 0 | 0 | 0 | 0 | 0 | 0 | 0 | 0 | 0 | 0 | 0 | 0 | 0 | 0 | 0 | 0 |  | 0 | 0 | 0 | #DIV/0! | 28540176.2349 | 28540176.2349
1 | Streetlights - Internal Tariff | 0 | 0 | 0 | 0 | 0 | 0 | 0 | 0 | 0 | 0 | 0 | 433295.8042 | 0 | 0 | 0 | 0 | 0 | 0 | 0 | 0 | 0 | 0 | 0 | 0 | 0 | 0 | 0 | 0 | 0 | 0 | 0 | 433295.8042 | 1815392.8246 | 0 | 0 | 0 | 0 | 433295.8042 | 0 |  | 433295.8042 | 1815392.8246 | -1382097.0203 | -76.13% | 0 | -433295.8042
1 | Wheeling Charges: | 0 | 0 | 0 | 0 | 0 | 0 | 0 | 0 | 0 | 0 | 0 | 0 | 0 | 0 | 0 | 0 | 0 | 0 | 0 | 0 | 0 | 0 | 0 | 0 | 0 | 0 | 0 | 0 | 0 | 0 | 0 | 0 | 0 | 0 | 0 | 0 | 0 | 0 | 0 |  | 0 | 0 | 0 | #DIV/0! | 3292029 | 3292029
1 | Availability | 0 | 0 | 0 | 0 | 0 | 0 | 40 | 0 | 3430129.5 | 0 | 0 | 0 | 0 | 0 | 0 | 0 | 0 | 0 | 0 | 0 | 0 | 0 | 0 | 0 | 0 | 0 | 0 | 0 | 0 | 0 | 0 | 3430129.5 | 3430129.5 | 0 | 3430129.5 | 0 | 0 | 0 | 0 |  | 3430129.5 | 3430129.5 | 0 | 0% | 0 | -3430129.5
0 | 0 | 0 | 0 | 0 | 0 | 0 | 0 | 0 | 0 | 0 | 0 | 0 | 0 | 0 | 0 | 0 | 0 | 0 | 0 | 0 | 0 | 0 | 0 | 0 | 0 | 0 | 0 | 0 | 0 | 0 | 0 | 0 | 0 | 0 | 0 | 0 | 0 | 0 | 0 | 0 |  | 0 | 0 | 0 | #DIV/0! | 0 | 0
0 | 0 | 0 | 0 | 0 | 0 | 0 | 0 | 0 | 0 | 0 | 0 | 0 | 0 | 0 | 0 | 0 | 0 | 0 | 0 | 0 | 0 | 0 | 0 | 0 | 0 | 0 | 0 | 0 | 0 | 0 | 0 | 0 | 0 | 0 | 0 | 0 | 0 | 0 | 0 | 0 |  | 0 | 0 | 0 | #DIV/0! | 0 | 0
0 | 0 | 0 | 0 | 0 | 0 | 0 | 0 | 0 | 0 | 0 | 0 | 0 | 0 | 0 | 0 | 0 | 0 | 0 | 0 | 0 | 0 | 0 | 0 | 0 | 0 | 0 | 0 | 0 | 0 | 0 | 0 | 0 | 0 | 0 | 0 | 0 | 0 | 0 | 0 | 0 |  | 0 | 0 | 0 | #DIV/0! | 0 | 0
0 | 0 | 0 | 0 | 0 | 0 | 0 | 0 | 0 | 0 | 0 | 0 | 0 | 0 | 0 | 0 | 0 | 0 | 0 | 0 | 0 | 0 | 0 | 0 | 0 | 0 | 0 | 0 | 0 | 0 | 0 | 0 | 0 | 0 | 0 | 0 | 0 | 0 | 0 | 0 | 0 |  | 0 | 0 | 0 | #DIV/0! | 0 | 0
0 | 0 | 0 | 0 | 0 | 0 | 0 | 0 | 0 | 0 | 0 | 0 | 0 | 0 | 0 | 0 | 0 | 0 | 0 | 0 | 0 | 0 | 0 | 0 | 0 | 0 | 0 | 0 | 0 | 0 | 0 | 0 | 0 | 0 | 0 | 0 | 0 | 0 | 0 | 0 | 0 |  | 0 | 0 | 0 | #DIV/0! | 0 | 0
0 | 0 | 0 | 0 | 0 | 0 | 0 | 0 | 0 | 0 | 0 | 0 | 0 | 0 | 0 | 0 | 0 | 0 | 0 | 0 | 0 | 0 | 0 | 0 | 0 | 0 | 0 | 0 | 0 | 0 | 0 | 0 | 0 | 0 | 0 | 0 | 0 | 0 | 0 | 0 | 0 |  | 0 | 0 | 0 | #DIV/0! | 0 | 0
0 | 0 | 0 | 0 | 0 | 0 | 0 | 0 | 0 | 0 | 0 | 0 | 0 | 0 | 0 | 0 | 0 | 0 | 0 | 0 | 0 | 0 | 0 | 0 | 0 | 0 | 0 | 0 | 0 | 0 | 0 | 0 | 0 | 0 | 0 | 0 | 0 | 0 | 0 | 0 | 0 |  | 0 |  | 0 | #DIV/0! | 0 | 0
0 | 0 | 0 | 0 | 0 | 0 | 0 | 0 | 0 | 0 | 0 | 0 | 0 | 0 | 0 | 0 | 0 | 0 | 0 | 0 | 0 | 0 | 0 | 0 | 0 | 0 | 0 | 0 | 0 | 0 | 0 | 0 | 0 | 0 | 0 | 0 | 0 | 0 | 0 | 0 | 0 | 0 | 0 |  | 0 | #DIV/0! | 0 | 0
0 | 0 | 0 | 0 | 0 | 0 | 0 | 0 | 0 | 0 | 0 | 0 | 0 | 0 | 0 | 0 | 0 | 0 | 0 | 0 | 0 | 0 | 0 | 0 | 0 | 0 | 0 | 0 | 0 | 0 | 0 | 0 | 0 | 0 | 0 | 0 | 0 | 0 | 0 | 0 | 0 | 0 | 0 |  | 0 | #DIV/0! | 0 | 0
0 | 0 | 0 | 0 | 0 | 0 | 0 | 0 | 0 | 0 | 0 | 0 | 0 | 0 | 0 | 0 | 0 | 0 | 0 | 0 | 0 | 0 | 0 | 0 | 0 | 0 | 0 | 0 | 0 | 0 | 0 | 0 | 0 | 0 | 0 | 0 | 0 | 0 | 0 | 0 | 0 | 0 | 0 |  | 0 | #DIV/0! | 0 | 0
0 | 0 | 0 | 0 | 0 | 0 | 0 | 0 | 0 | 0 | 0 | 0 | 0 | 0 | 0 | 0 | 0 | 0 | 0 | 0 | 0 | 0 | 0 | 0 | 0 | 0 | 0 | 0 | 0 | 0 | 0 | 0 | 0 | 0 | 0 | 0 | 0 | 0 | 0 | 0 | 0 | 0 | 0 |  | 0 | #DIV/0! | 0 | 0
0 | 0 | 0 | 0 | 0 | 0 | 0 | 0 | 0 | 0 | 0 | 0 | 0 | 0 | 0 | 0 | 0 | 0 | 0 | 0 | 0 | 0 | 0 | 0 | 0 | 0 | 0 | 0 | 0 | 0 | 0 | 0 | 0 | 0 | 0 | 0 | 0 | 0 | 0 | 0 | 0 | 0 | 0 |  | 0 | #DIV/0! | 0 | 0
0 | 0 | 0 | 0 | 0 | 0 | 0 | 0 | 0 | 0 | 0 | 0 | 0 | 0 | 0 | 0 | 0 | 0 | 0 | 0 | 0 | 0 | 0 | 0 | 0 | 0 | 0 | 0 | 0 | 0 | 0 | 0 | 0 | 0 | 0 | 0 | 0 | 0 | 0 | 0 | 0 | 0 | 0 |  | 0 | #DIV/0! | 0 | 0
0 | 0 | 0 | 0 | 0 | 0 | 0 | 0 | 0 | 0 | 0 | 0 | 0 | 0 | 0 | 0 | 0 | 0 | 0 | 0 | 0 | 0 | 0 | 0 | 0 | 0 | 0 | 0 | 0 | 0 | 0 | 0 | 0 | 0 | 0 | 0 | 0 | 0 | 0 | 0 | 0 | 0 | 0 |  | 0 | #DIV/0! | 0 | 0
0 | 0 | 0 | 0 | 0 | 0 | 0 | 0 | 0 | 0 | 0 | 0 | 0 | 0 | 0 | 0 | 0 | 0 | 0 | 0 | 0 | 0 | 0 | 0 | 0 | 0 | 0 | 0 | 0 | 0 | 0 | 0 | 0 | 0 | 0 | 0 | 0 | 0 | 0 | 0 | 0 | 0 | 0 |  | 0 | #DIV/0! | 0 | 0
0 | 0 | 0 | 0 | 0 | 0 | 0 | 0 | 0 | 0 | 0 | 0 | 0 | 0 | 0 | 0 | 0 | 0 | 0 | 0 | 0 | 0 | 0 | 0 | 0 | 0 | 0 | 0 | 0 | 0 | 0 | 0 | 0 | 0 | 0 | 0 | 0 | 0 | 0 | 0 | 0 | 0 | 0 |  | 0 | #DIV/0! | 0 | 0
0 | 0 | 0 | 0 | 0 | 0 | 0 | 0 | 0 | 0 | 0 | 0 | 0 | 0 | 0 | 0 | 0 | 0 | 0 | 0 | 0 | 0 | 0 | 0 | 0 | 0 | 0 | 0 | 0 | 0 | 0 | 0 | 0 | 0 | 0 | 0 | 0 | 0 | 0 | 0 | 0 | 0 | 0 |  | 0 | #DIV/0! | 0 | 0
0 | 0 | 0 | 0 | 0 | 0 | 0 | 0 | 0 | 0 | 0 | 0 | 0 | 0 | 0 | 0 | 0 | 0 | 0 | 0 | 0 | 0 | 0 | 0 | 0 | 0 | 0 | 0 | 0 | 0 | 0 | 0 | 0 | 0 | 0 | 0 | 0 | 0 | 0 | 0 | 0 | 0 | 0 |  | 0 | #DIV/0! | 0 | 0
0 | 0 | 0 | 0 | 0 | 0 | 0 | 0 | 0 | 0 | 0 | 0 | 0 | 0 | 0 | 0 | 0 | 0 | 0 | 0 | 0 | 0 | 0 | 0 | 0 | 0 | 0 | 0 | 0 | 0 | 0 | 0 | 0 | 0 | 0 | 0 | 0 | 0 | 0 | 0 | 0 | 0 | 0 |  | 0 | #DIV/0! | 0 | 0
0 | 0 | 0 | 0 | 0 | 0 | 0 | 0 | 0 | 0 | 0 | 0 | 0 | 0 | 0 | 0 | 0 | 0 | 0 | 0 | 0 | 0 | 0 | 0 | 0 | 0 | 0 | 0 | 0 | 0 | 0 | 0 | 0 | 0 | 0 | 0 | 0 | 0 | 0 | 0 | 0 | 0 | 0 |  | 0 | #DIV/0! | 0 | 0
0 | 0 | 0 | 0 | 0 | 0 | 0 | 0 | 0 | 0 | 0 | 0 | 0 | 0 | 0 | 0 | 0 | 0 | 0 | 0 | 0 | 0 | 0 | 0 | 0 | 0 | 0 | 0 | 0 | 0 | 0 | 0 | 0 | 0 | 0 | 0 | 0 | 0 | 0 | 0 | 0 | 0 | 0 |  | 0 | #DIV/0! | 0 | 0
0 | 0 | 0 | 0 | 0 | 0 | 0 | 0 | 0 | 0 | 0 | 0 | 0 | 0 | 0 | 0 | 0 | 0 | 0 | 0 | 0 | 0 | 0 | 0 | 0 | 0 | 0 | 0 | 0 | 0 | 0 | 0 | 0 | 0 | 0 | 0 | 0 | 0 | 0 | 0 | 0 | 0 | 0 |  | 0 | #DIV/0! | 0 | 0
0 | 0 | 0 | 0 | 0 | 0 | 0 | 0 | 0 | 0 | 0 | 0 | 0 | 0 | 0 | 0 | 0 | 0 | 0 | 0 | 0 | 0 | 0 | 0 | 0 | 0 | 0 | 0 | 0 | 0 | 0 | 0 | 0 | 0 | 0 | 0 | 0 | 0 | 0 | 0 | 0 | 0 | 0 |  | 0 | #DIV/0! | 0 | 0
0 | 0 | 0 | 0 | 0 | 0 | 0 | 0 | 0 | 0 | 0 | 0 | 0 | 0 | 0 | 0 | 0 | 0 | 0 | 0 | 0 | 0 | 0 | 0 | 0 | 0 | 0 | 0 | 0 | 0 | 0 | 0 | 0 | 0 | 0 | 0 | 0 | 0 | 0 | 0 | 0 | 0 | 0 |  | 0 | #DIV/0! | 0 | 0
0 | 0 | 0 | 0 | 0 | 0 | 0 | 0 | 0 | 0 | 0 | 0 | 0 | 0 | 0 | 0 | 0 | 0 | 0 | 0 | 0 | 0 | 0 | 0 | 0 | 0 | 0 | 0 | 0 | 0 | 0 | 0 | 0 | 0 | 0 | 0 | 0 | 0 | 0 | 0 | 0 | 0 | 0 |  | 0 | #DIV/0! | 0 | 0
0 | 0 | 0 | 0 | 0 | 0 | 0 | 0 | 0 | 0 | 0 | 0 | 0 | 0 | 0 | 0 | 0 | 0 | 0 | 0 | 0 | 0 | 0 | 0 | 0 | 0 | 0 | 0 | 0 | 0 | 0 | 0 | 0 | 0 | 0 | 0 | 0 | 0 | 0 | 0 | 0 | 0 | 0 |  | 0 | #DIV/0! | 0 | 0
0 | 0 | 0 | 0 | 0 | 0 | 0 | 0 | 0 | 0 | 0 | 0 | 0 | 0 | 0 | 0 | 0 | 0 | 0 | 0 | 0 | 0 | 0 | 0 | 0 | 0 | 0 | 0 | 0 | 0 | 0 | 0 | 0 | 0 | 0 | 0 | 0 | 0 | 0 | 0 | 0 | 0 | 0 |  | 0 | #DIV/0! | 0 | 0
0 | 0 | 0 | 0 | 0 | 0 | 0 | 0 | 0 | 0 | 0 | 0 | 0 | 0 | 0 | 0 | 0 | 0 | 0 | 0 | 0 | 0 | 0 | 0 | 0 | 0 | 0 | 0 | 0 | 0 | 0 | 0 | 0 | 0 | 0 | 0 | 0 | 0 | 0 | 0 | 0 | 0 | 0 |  | 0 | #DIV/0! | 0 | 0
0 | 0 | 0 | 0 | 0 | 0 | 0 | 0 | 0 | 0 | 0 | 0 | 0 | 0 | 0 | 0 | 0 | 0 | 0 | 0 | 0 | 0 | 0 | 0 | 0 | 0 | 0 | 0 | 0 | 0 | 0 | 0 | 0 | 0 | 0 | 0 | 0 | 0 | 0 | 0 | 0 | 0 | 0 |  | 0 | #DIV/0! | 0 | 0
0 | 0 | 0 | 0 | 0 | 0 | 0 | 0 | 0 | 0 | 0 | 0 | 0 | 0 | 0 | 0 | 0 | 0 | 0 | 0 | 0 | 0 | 0 | 0 | 0 | 0 | 0 | 0 | 0 | 0 | 0 | 0 | 0 | 0 | 0 | 0 | 0 | 0 | 0 | 0 | 0 | 0 | 0 |  | 0 | #DIV/0! | 0 | 0
0 | 0 | 0 | 0 | 0 | 0 | 0 | 0 | 0 | 0 | 0 | 0 | 0 | 0 | 0 | 0 | 0 | 0 | 0 | 0 | 0 | 0 | 0 | 0 | 0 | 0 | 0 | 0 | 0 | 0 | 0 | 0 | 0 | 0 | 0 | 0 | 0 | 0 | 0 | 0 | 0 | 0 | 0 |  | 0 | #DIV/0! | 0 | 0
0 | 0 | 0 | 0 | 0 | 0 | 0 | 0 | 0 | 0 | 0 | 0 | 0 | 0 | 0 | 0 | 0 | 0 | 0 | 0 | 0 | 0 | 0 | 0 | 0 | 0 | 0 | 0 | 0 | 0 | 0 | 0 | 0 | 0 | 0 | 0 | 0 | 0 | 0 | 0 | 0 | 0 | 0 |  | 0 | #DIV/0! | 0 | 0
0 | 0 | 0 | 0 | 0 | 0 | 0 | 0 | 0 | 0 | 0 | 0 | 0 | 0 | 0 | 0 | 0 | 0 | 0 | 0 | 0 | 0 | 0 | 0 | 0 | 0 | 0 | 0 | 0 | 0 | 0 | 0 | 0 | 0 | 0 | 0 | 0 | 0 | 0 | 0 | 0 | 0 | 0 |  | 0 | #DIV/0! | 0 | 0
0 | 0 | 0 | 0 | 0 | 0 | 0 | 0 | 0 | 0 | 0 | 0 | 0 | 0 | 0 | 0 | 0 | 0 | 0 | 0 | 0 | 0 | 0 | 0 | 0 | 0 | 0 | 0 | 0 | 0 | 0 | 0 | 0 | 0 | 0 | 0 | 0 | 0 | 0 | 0 | 0 | 0 | 0 |  | 0 | #DIV/0! | 0 | 0
0 | 0 | 0 | 0 | 0 | 0 | 0 | 0 | 0 | 0 | 0 | 0 | 0 | 0 | 0 | 0 | 0 | 0 | 0 | 0 | 0 | 0 | 0 | 0 | 0 | 0 | 0 | 0 | 0 | 0 | 0 | 0 | 0 | 0 | 0 | 0 | 0 | 0 | 0 | 0 | 0 | 0 | 0 |  | 0 | #DIV/0! | 0 | 0
0 | 0 | 0 | 0 | 0 | 0 | 0 | 0 | 0 | 0 | 0 | 0 | 0 | 0 | 0 | 0 | 0 | 0 | 0 | 0 | 0 | 0 | 0 | 0 | 0 | 0 | 0 | 0 | 0 | 0 | 0 | 0 | 0 | 0 | 0 | 0 | 0 | 0 | 0 | 0 | 0 | 0 | 0 |  | 0 | #DIV/0! | 0 | 0
0 | 0 | 0 | 0 | 0 | 0 | 0 | 0 | 0 | 0 | 0 | 0 | 0 | 0 | 0 | 0 | 0 | 0 | 0 | 0 | 0 | 0 | 0 | 0 | 0 | 0 | 0 | 0 | 0 | 0 | 0 | 0 | 0 | 0 | 0 | 0 | 0 | 0 | 0 | 0 | 0 | 0 | 0 |  | 0 | #DIV/0! | 0 | 0
0 | 0 | 0 | 0 | 0 | 0 | 0 | 0 | 0 | 0 | 0 | 0 | 0 | 0 | 0 | 0 | 0 | 0 | 0 | 0 | 0 | 0 | 0 | 0 | 0 | 0 | 0 | 0 | 0 | 0 | 0 | 0 | 0 | 0 | 0 | 0 | 0 | 0 | 0 | 0 | 0 | 0 | 0 |  | 0 | #DIV/0! | 0 | 0
0 | 0 | 0 | 0 | 0 | 0 | 0 | 0 | 0 | 0 | 0 | 0 | 0 | 0 | 0 | 0 | 0 | 0 | 0 | 0 | 0 | 0 | 0 | 0 | 0 | 0 | 0 | 0 | 0 | 0 | 0 | 0 | 0 | 0 | 0 | 0 | 0 | 0 | 0 | 0 | 0 | 0 | 0 |  | 0 | #DIV/0! | 0 | 0
0 | 0 | 0 | 0 | 0 | 0 | 0 | 0 | 0 | 0 | 0 | 0 | 0 | 0 | 0 | 0 | 0 | 0 | 0 | 0 | 0 | 0 | 0 | 0 | 0 | 0 | 0 | 0 | 0 | 0 | 0 | 0 | 0 | 0 | 0 | 0 | 0 | 0 | 0 | 0 | 0 | 0 | 0 |  | 0 | #DIV/0! | 0 | 0
0 | 0 | 0 | 0 | 0 | 0 | 0 | 0 | 0 | 0 | 0 | 0 | 0 | 0 | 0 | 0 | 0 | 0 | 0 | 0 | 0 | 0 | 0 | 0 | 0 | 0 | 0 | 0 | 0 | 0 | 0 | 0 | 0 | 0 | 0 | 0 | 0 | 0 | 0 | 0 | 0 | 0 | 0 |  | 0 | #DIV/0! | 0 | 0
0 | 0 | 0 | 0 | 0 | 0 | 0 | 0 | 0 | 0 | 0 | 0 | 0 | 0 | 0 | 0 | 0 | 0 | 0 | 0 | 0 | 0 | 0 | 0 | 0 | 0 | 0 | 0 | 0 | 0 | 0 | 0 | 0 | 0 | 0 | 0 | 0 | 0 | 0 | 0 | 0 | 0 | 0 |  | 0 | #DIV/0! | 0 | 0
0 | 0 | 0 | 0 | 0 | 0 | 0 | 0 | 0 | 0 | 0 | 0 | 0 | 0 | 0 | 0 | 0 | 0 | 0 | 0 | 0 | 0 | 0 | 0 | 0 | 0 | 0 | 0 | 0 | 0 | 0 | 0 | 0 | 0 | 0 | 0 | 0 | 0 | 0 | 0 | 0 | 0 | 0 |  | 0 | #DIV/0! | 0 | 0
0 | 0 | 0 | 0 | 0 | 0 | 0 | 0 | 0 | 0 | 0 | 0 | 0 | 0 | 0 | 0 | 0 | 0 | 0 | 0 | 0 | 0 | 0 | 0 | 0 | 0 | 0 | 0 | 0 | 0 | 0 | 0 | 0 | 0 | 0 | 0 | 0 | 0 | 0 | 0 | 0 | 0 | 0 |  | 0 | #DIV/0! | 0 | 0
0 | 0 | 0 | 0 | 0 | 0 | 0 | 0 | 0 | 0 | 0 | 0 | 0 | 0 | 0 | 0 | 0 | 0 | 0 | 0 | 0 | 0 | 0 | 0 | 0 | 0 | 0 | 0 | 0 | 0 | 0 | 0 | 0 | 0 | 0 | 0 | 0 | 0 | 0 | 0 | 0 | 0 | 0 |  | 0 | #DIV/0! | 0 | 0
0 | 0 | 0 | 0 | 0 | 0 | 0 | 0 | 0 | 0 | 0 | 0 | 0 | 0 | 0 | 0 | 0 | 0 | 0 | 0 | 0 | 0 | 0 | 0 | 0 | 0 | 0 | 0 | 0 | 0 | 0 | 0 | 0 | 0 | 0 | 0 | 0 | 0 | 0 | 0 | 0 | 0 | 0 |  | 0 | #DIV/0! | 0 | 0
0 | 0 | 0 | 0 | 0 | 0 | 0 | 0 | 0 | 0 | 0 | 0 | 0 | 0 | 0 | 0 | 0 | 0 | 0 | 0 | 0 | 0 | 0 | 0 | 0 | 0 | 0 | 0 | 0 | 0 | 0 | 0 | 0 | 0 | 0 | 0 | 0 | 0 | 0 | 0 | 0 | 0 | 0 |  | 0 | #DIV/0! | 0 | 0
0 | 0 | 0 | 0 | 0 | 0 | 0 | 0 | 0 | 0 | 0 | 0 | 0 | 0 | 0 | 0 | 0 | 0 | 0 | 0 | 0 | 0 | 0 | 0 | 0 | 0 | 0 | 0 | 0 | 0 | 0 | 0 | 0 | 0 | 0 | 0 | 0 | 0 | 0 | 0 | 0 | 0 | 0 |  | 0 | #DIV/0! | 0 | 0
0 | 0 | 0 | 0 | 0 | 0 | 0 | 0 | 0 | 0 | 0 | 0 | 0 | 0 | 0 | 0 | 0 | 0 | 0 | 0 | 0 | 0 | 0 | 0 | 0 | 0 | 0 | 0 | 0 | 0 | 0 | 0 | 0 | 0 | 0 | 0 | 0 | 0 | 0 | 0 | 0 | 0 | 0 |  | 0 | #DIV/0! | 0 | 0
0 | 0 | 0 | 0 | 0 | 0 | 0 | 0 | 0 | 0 | 0 | 0 | 0 | 0 | 0 | 0 | 0 | 0 | 0 | 0 | 0 | 0 | 0 | 0 | 0 | 0 | 0 | 0 | 0 | 0 | 0 | 0 | 0 | 0 | 0 | 0 | 0 | 0 | 0 | 0 | 0 | 0 | 0 |  | 0 | #DIV/0! | 0 | 0
0 | 0 | 0 | 0 | 0 | 0 | 0 | 0 | 0 | 0 | 0 | 0 | 0 | 0 | 0 | 0 | 0 | 0 | 0 | 0 | 0 | 0 | 0 | 0 | 0 | 0 | 0 | 0 | 0 | 0 | 0 | 0 | 0 | 0 | 0 | 0 | 0 | 0 | 0 | 0 | 0 | 0 | 0 |  | 0 | #DIV/0! | 0 | 0
1 | 377258758.2473 | 428466906.1863 | [6 empty] | 0 | 40217861.776 | 296347.6864 | 83589258.6894 | 114864392.7518 | 69283955.0567 | 60568609.1346 | 17486616.6169 | 15083705.2619 | 0 | 4723509.3072 | 4035711.4654 | 1936953.8723 | 0 | 0 | 0 | 0 | 4004436.0081 | 7923965.9564 | 4451582.603 | 0 | 0 | 0 | 0 | 428466906.1863 | 377258758.2473 | 0 | 40217861.776 | 296347.6864 | 83589258.6894 | 304363438.0344 | 0 | 0 | 428466906.1863 | 377258758.2473 | 51208147.939 | 13.57%
1 |  | 0 | Check | [5 empty] | 0.00012994 | Err | 13.57% | 0 | 0 | 0 | 0 | 0 | 0 | 0 | 0 | 0 | 0 | 0 | 0 | 0 | 0 | 0 | 0 | 0 | 0 | 0 | 0 | 0 | 377258758.2473 | 0 | -51208147.939 | [5 empty] | Adtual | 377258758.2473 | -11.95% | 5020471.5108
1 | SWARTLAND | 129.9% | 2022-06-30 | [15 empty] | #VALUE! | 0 | 0 | 0 | 0 | 0 | 0 | #VALUE! | 0 | 0 | 0 | 0 | 0 | 0 | #VALUE! | 0 | [7 empty] | 51208147.939
1 | CALCULATED REV. STATS | [7 empty] | Number of customers | Number of POD's | Highest MD in year | Σ MDs all hours / 12 | ALL Energy | Block 1 kWh |  | Block 3 kWh | Other charges | 20 | Energy Peak | Energy Standard | Energy Off-Peak | Energy total | Σ MDs all hours | Σ MDs (P & St) | Re$Ad$tive energy | Energy Peak | Energy Standard | Energy total | Energy total | Σ MDs all hours | Σ MDs (P & St) | Re$Ad$tive energy | 0 | 0 | [8 empty] | Equatable share | 6448251.887
1 | TARIFF NAME | TARIFF CODE | Capacity (Amps) | Sub Category | Tariff Structure Category | Phases | Max Voltage | Capacity category | R/year | R/year | R/year | R/year | R/year | R/year |  | R/year | ? | R/year | Rand /season | Rand /season | Rand /season | Rand /season | Rand /season | Rand /season | Rand /season | Rand /season | Rand /season | Rand /season | Rand /season | Rand /season | Rand /season | Rand /season | R/year | 0 | [9 empty] | #REF!
1 | Pre-paid meter system (Indigent Residential) | 0 | 0 | 0 | 0 | 0 | 0 | 20 | 0 | 0 | 0 | 0 | 1.5822 | 0 | #REF! | 0 | 0 | 0 | 0 | 0 | 0 | 0 | 0 | 0 | 0 | 0 | 0 | 0 | 0 | 0 | 0 | 0 | 0 | 0
1 | Households Alternative <20 Amp:- | 0 | 0 | 0 | 0 | 0 | 0 | 20 | 0 | 0 | 0 | 0 | 2.5342 | 0 | 0 | 0 | 0 | 0 | 0 | 0 | 0 | 0 | 0 | 0 | 0 | 0 | 0 | 0 | 0 | 0 | 0 | 0 | 0 | 0
1 | Pre-paid Meter System (Non-Indigent Residential) | 0 | 0 | 0 | 0 | 0 | 0 | 30 | 0 | 0 | 0 | 0 | 3.0062 | 0 | 0 | 0 | 0 | 0 | 0 | 0 | 0 | 0 | 0 | 0 | 0 | 0 | 0 | 0 | 0 | 0 | 0 | 0 | 0 | 0
1 | Residential Consumers (Houses, Flats & Farms) Network charge per month | 0 | 0 | 0 | 0 | 0 | 0 | 40 | 0 | 1.2291e+12 | 0 | 0 | 3.4191 | 0 | 0 | 0 | 0 | 0 | 0 | 0 | 0 | 0 | 0 | 0 | 0 | 0 | 0 | 0 | 0 | 0 | 0 | 0 | 0 | 0
1 | Residential Consumers (Houses, Flats & Farms) Network charge per month | 0 | 0 | 0 | 0 | 0 | 0 | 30 | 0 | 0 | 0 | 0 | 0 | 0 | 0 | 0 | 0 | 0 | 0 | 0 | 0 | 0 | 0 | 0 | 0 | 0 | 0 | 0 | 0 | 0 | 0 | 0 | 0 | 0
1 | Net Metering Residential (for Approved SSEG Households) | 0 | 0 | 0 | 0 | 0 | 0 | 40 | 0 | 189478164.5589 | 0 | 0 | 3.893 | 0 | 0 | #REF! | 0 | #REF! | 0 | 0 | 0 | 0 | 0 | 0 | 0 | 0 | 0 | 0 | 0 | 0 | 0 | 0 | 0 | 0
1 | Commercial Pre-paid:- | 0 | 0 | 0 | 0 | 0 | 0 | 30 | 0 | 0 | 0 | 0 | 3.5674 | 0 | 0 | 0 | 0 | 0 | 0 | 0 | 0 | 0 | 0 | 0 | 0 | 0 | 0 | 0 | 0 | 0 | 0 | 0 | 0 | 0
1 | Commercial Alternative < 15 AMP:- | 0 | 0 | 0 | 0 | 0 | 0 | 20 | 0 | 0 | 0 | 0 | 3.5674 | 0 | 0 | 0 | 0 | 0 | #REF! | #REF! | #REF! | #REF! | #REF! | #REF! | #REF! | #REF! | #REF! | 0 | 0 | 0 | 0 | 0 | 0 | 0
1 | Commercial Alternative < 15 AMP:-Dept | 0 | 0 | 0 | 0 | 0 | 0 | 20 | 0 | 0 | 0 | 0 | 3.5674 | 0 | 0 | 0 | 0 | 0 | 0 | 0 | 0 | 0 | 0 | 0 | 0 | 0 | 0 | 0 | 0 | 0 | 0 | 0 | 0 | 0
1 | Commerce / Non Standard (per kWh ) | 0 | 0 | 0 | 0 | 0 | 0 | 60 | 0 | 0 | 0 | 0 | 2.8798 | 0 | 0 | 0 | 0 | 0 | 0 | 0 | 0 | 0 | 0 | 0 | 0 | 0 | 0 | 0 | 0 | 0 | 0 | 0 | 0 | 0
1 | Commerce / Non Standard (per kWh )-Dept | 0 | 0 | 0 | 0 | 0 | 0 | 30 | 0 | 0 | 0 | 0 | 2.9123 | 0 | 0 | 0 | 0 | 0 | 0 | #REF! | #REF! | 0 | 0 | 0 | 0 | 0 | 0 | 0 | 0 | 0 | 0 | 0 | 0 | 0
1 | Commerce Basic < 20KVA (Basic per month) | 0 | 0 | 0 | 0 | 0 | 0 | 30 | 0 | 3131413134.1999 | 0 | 0 | 5.141 | 0 | 0 | 0 | 0 | 0 | 0 | #REF! | #REF! | #REF! | #REF! | #REF! | #REF! | #REF! | #REF! | 0 | 0 | 0 | 0 | 0 | 0 | 0
1 | Commerce Basic < 20KVA (Basic per month)-Dept | 0 | 0 | 0 | 0 | 0 | 0 | 30 | 0 | 40436636.547 | 0 | 0 | 6.2366 | 0 | 0 | 0 | 0 | 0 | 0 | #REF! | #REF! | #REF! | #REF! | #REF! | #REF! | #REF! | #REF! | 0 | 0 | 0 | 0 | 0 | 0 | 0
1 | Commerce Basic 20 to 40 KVA (Basic per month) | 0 | 0 | 0 | 0 | 0 | 0 | 80 | 0 | 3277598665.693 | 0 | 0 | 3.6113 | 0 | 0 | 0 | 0 | 0 | #REF! | #REF! | #REF! | #REF! | #REF! | #REF! | #REF! | #REF! | #REF! | 0 | 0 | 0 | 0 | 0 | 0 | 0
1 | Commerce Basic 20 to 40 KVA (Basic per month)-Dept | 0 | 0 | 0 | 0 | 0 | 0 | 60 | 0 | 96935755.0931 | 0 | 0 | 4.7605 | 0 | 0 | 0 | 0 | 0 | #REF! | #REF! | #REF! | #REF! | #REF! | #REF! | #REF! | #REF! | #REF! | 0 | 0 | 0 | 0 | 0 | 0 | 0
1 | Commerce Basic >40 KVA (Basic per month) | 0 | 0 | 0 | 0 | 0 | 0 | 150 | 0 | 13978607382.9977 | 0 | 0 | 3.7263 | 0 | 0 | 0 | 0 | 0 | #REF! | #REF! | #REF! | #REF! | #REF! | #REF! | #REF! | #REF! | #REF! | 0 | 0 | 0 | 0 | 0 | 0 | 0
1 | Commerce Basic >40 KVA (Basic per month)-Dept | 0 | 0 | 0 | 0 | 0 | 0 | 60 | 0 | 78629666.5294 | 0 | 0 | 6.1777 | 0 | 0 | 0 | 0 | 0 | 0 | 0 | 0 | 0 | 0 | 0 | 0 | 0 | 0 | 0 | 0 | 0 | 0 | 0 | 0 | 0
1 | Net Metering Commercial;Basic Charge <= 20 kVA per month | 0 | 0 | 0 | 0 | 0 | 0 | 30 | 0 | 0 | 0 | 0 | 0 | 0 | 0 | 0 | 0 | 0 | 0 | 0 | 0 | 0 | 0 | 0 | 0 | 0 | 0 | 0 | 0 | 0 | 0 | 0 |  | 0
1 | Net Metering CommercialBasic Charge 21 - 40 kVA per month | 0 | 0 | 0 | 0 | 0 | 0 | 40 | 0 | 0 | 0 | 0 | 0 | 0 | 0 | 0 | 0 | 0 | 0 | 0 | 0 | 0 | 0 | 0 | 0 | 0 | 0 | 0 | 0 | 0 | 0 | 0 |  | 0
1 | Net Metering CommercialBasic Charge 41 - 50 kVA per month | 0 | 0 | 0 | 0 | 0 | 0 | 150 | 0 | 0 | 0 | 0 | 0 | 0 | #REF! | 0 | 0 | 0 | 0 | 0 | 0 | 0 | 0 | 0 | 0 | 0 | 0 | 0 | 0 | 0 | 0 | 0 |  | 0
1 | Sports Grounds including maintenance of Floodlighting:- | 0 | 0 | 0 | 0 | 0 | 0 | 90 | 0 | 0 | 0 | 0 | 5.289 | 0 | #REF! | 0 | 0 | 0 | 0 | 0 | 0 | 0 | 0 | 0 | 0 | 0 | 0 | 0 | 0 | 0 | 0 | 0 |  | 0
1 | Bulk Industrial | 0 | 0 | 0 | 0 | 0 | 0 | 0 | 0 | 5697309414.3721 | 0 | 2.6966e+12 | 1.9632 | 0 | 0 | 0 | 0 | 0 | 0 | 0 | 0 | 0 | 0 | 0 | 0 | 0 | 0 | 0 | 0 | 0 | 0 | 0 |  | 0
1 | Bulk Industrial-Dept | 0 | 0 | 0 | 0 | 0 | 0 | 0 | 0 | 132981180.3895 | 0 | 40502036500.0611 | 3.9894 | 0 | 0 | 0 | 0 | 0 | 0 | 0 | 0 | 0 | 0 | 0 | 0 | 0 | 0 | 0 | 0 | 0 | 0 | 0 |  | 0
1 | Bulk Industrial mv | 0 | 0 | 0 | 0 | 0 | 0 | 0 | 0 | 4396072.079 | 0 | 842072979034.6232 | 1.9934 | 0 | 0 | 0 | 0 | 0 | 0 | 0 | 0 | 0 | 0 | 0 | 0 | 0 | 0 | 0 | 0 | 0 | 0 | 0 |  | 0
1 | Net Metering Industrial (for Approved SSEG) | 0 | 0 | 0 | 0 | 0 | 0 | 0 | 0 | 0 | 0 | 0 | 0 | 0 | 0 | 0 | 0 | 0 | 0.0074774 | 0.018006 | 0.0076391 | 0 | 0 | 0 | 0 | 0.016865 | 0.095953 | 0 | 0 | 0 | 0 | 0 |  | 0
1 | Bulk Time Of Use Tariff: Alternative | 0 | 0 | 0 | 0 | 0 | 0 | 0 | 0 | 54098001.7315 | 0 | 78664684769.9508 | 2.8326 | 0 | 0 | 0 | 0 | 0 | 279429511056.8829 | 672873017896.177 | 285471683379.7803 | 0 | 0 | 0 | 0 | 630241365212.8212 | 3.5857e+12 | 0 | 0 | 0 | 0 | 0 |  | 0
1 | Bulk Time Of Use Tariff: Alternative MV | 0 | 0 | 0 | 0 | 0 | 0 | 0 |  | 0.2115% |  | 41.73% | 2.3818 |  |  | 0.48509 |  | 0 | 0.10128 | 0.086529 | 0.04153 | 0 | 0 | 0 | 0 | 0.085859 | 0.1699 | 0 | 0 | 0 | 0 | 0%
1 | Net Metering Time of Use Bulk Consumers (for Approved SSEG) | 0 | 0 | 0 | 0 | 0 | 0 | 0 |  |  |  |  | 0
1 | Net Metering Commercial;Basic Charge <= 20 kVA per month | 0 | 0 | 0 | 0 | 0 | 0 | 0 |  |  |  |  | 0
1 | Net Metering CommercialBasic Charge 21 - 40 kVA per month | 0 | 0 | 0 | 0 | 0 | 0 | 0 |  |  |  |  | 0
1 | Net Metering CommercialBasic Charge 41 - 50 kVA per month | 0 | 0 | 0 | 0 | 0 | 0 | 0 |  |  |  |  | 0
1 | Streetlights - Internal Tariff | 0 | 0 | 0 | 0 | 0 | 0 | 0 |  |  |  |  | 1.691 |  |  | 1 |  | 0 | 0 | 0 | 0 | 0 | 0 | 0 | 0 | 0 | 0 | 0 | 0 | 0 | 0 | 0% | #DIV/0!
1 | Wheeling Charges: | 0 | 0 | 0 | 0 | 0 | 0 | 0 |  |  |  |  | 0
1 | Availability | 0 | 0 | 0 | 0 | 0 | 0 | 40 |  | 100% |  |  | 0 |  |  | 0 |  | 0 | 0 | 0 | 0 | 0 | 0 | 0 | 0 | 0 | 0 | 0 | 0 | 0 | 0 | 0% | #DIV/0!
0 | 0 | 0 | 0 | 0 | 0 | 0 | 0 | 0 |  |  |  |  | 0
0 | 0 | 0 | 0 | 0 | 0 | 0 | 0 | 0 |  |  |  |  | 0
0 | 0 | 0 | 0 | 0 | 0 | 0 | 0 | 0 |  |  |  |  | 0
0 | 0 | 0 | 0 | 0 | 0 | 0 | 0 | 0 |  |  |  |  | 0
0 | 0 | 0 | 0 | 0 | 0 | 0 | 0 | 0 |  |  |  |  | 0
0 | 0 | 0 | 0 | 0 | 0 | 0 | 0 | 0 |  |  |  |  | 0
0 | 0 | 0 | 0 | 0 | 0 | 0 | 0 | 0 |  |  |  |  | 0
0 | 0 | 0 | 0 | 0 | 0 | 0 | 0 | 0 |  |  |  |  | 0
0 | 0 | 0 | 0 | 0 | 0 | 0 | 0 | 0 |  |  |  |  | 0
0 | 0 | 0 | 0 | 0 | 0 | 0 | 0 | 0 |  |  |  |  | 0
0 | 0 | 0 | 0 | 0 | 0 | 0 | 0 | 0 |  |  |  |  | 0
0 | 0 | 0 | 0 | 0 | 0 | 0 | 0 | 0 |  |  |  |  | 0
0 | 0 | 0 | 0 | 0 | 0 | 0 | 0 | 0 |  |  |  |  | 0
0 | 0 | 0 | 0 | 0 | 0 | 0 | 0 | 0 |  |  |  |  | 0
0 | 0 | 0 | 0 | 0 | 0 | 0 | 0 | 0 |  |  |  |  | 0
0 | 0 | 0 | 0 | 0 | 0 | 0 | 0 | 0 |  |  |  |  | 0
0 | 0 | 0 | 0 | 0 | 0 | 0 | 0 | 0 |  |  |  |  | 0
0 | 0 | 0 | 0 | 0 | 0 | 0 | 0 | 0 |  |  |  |  | 0
0 | 0 | 0 | 0 | 0 | 0 | 0 | 0 | 0 |  |  |  |  | 0
0 | 0 | 0 | 0 | 0 | 0 | 0 | 0 | 0
0 | 0 | 0 | 0 | 0 | 0 | 0 | 0 | 0
0 | 0 | 0 | 0 | 0 | 0 | 0 | 0 | 0
0 | 0 | 0 | 0 | 0 | 0 | 0 | 0 | 0
0 | 0 | 0 | 0 | 0 | 0 | 0 | 0 | 0
0 | 0 | 0 | 0 | 0 | 0 | 0 | 0 | 0
0 | 0 | 0 | 0 | 0 | 0 | 0 | 0 | 0
0 | 0 | 0 | 0 | 0 | 0 | 0 | 0 | 0
0 | 0 | 0 | 0 | 0 | 0 | 0 | 0 | 0
0 | 0 | 0 | 0 | 0 | 0 | 0 | 0 | 0
0 | 0 | 0 | 0 | 0 | 0 | 0 | 0 | 0
0 | 0 | 0 | 0 | 0 | 0 | 0 | 0 | 0
0 | 0 | 0 | 0 | 0 | 0 | 0 | 0 | 0
0 | 0 | 0 | 0 | 0 | 0 | 0 | 0 | 0
0 | 0 | 0 | 0 | 0 | 0 | 0 | 0 | 0
0 | 0 | 0 | 0 | 0 | 0 | 0 | 0 | 0
0 | 0 | 0 | 0 | 0 | 0 | 0 | 0 | 0
0 | 0 | 0 | 0 | 0 | 0 | 0 | 0 | 0
0 | 0 | 0 | 0 | 0 | 0 | 0 | 0 | 0
0 | 0 | 0 | 0 | 0 | 0 | 0 | 0 | 0
0 | 0 | 0 | 0 | 0 | 0 | 0 | 0 | 0
0 | 0 | 0 | 0 | 0 | 0 | 0 | 0 | 0
0 | 0 | 0 | 0 | 0 | 0 | 0 | 0 | 0
0 | 0 | 0 | 0 | 0 | 0 | 0 | 0 | 0
0 | 0 | 0 | 0 | 0 | 0 | 0 | 0 | 0
0 | 0 | 0 | 0 | 0 | 0 | 0 | 0 | 0
0 | 0 | 0 | 0 | 0 | 0 | 0 | 0 | 0
0 | 0 | 0 | 0 | 0 | 0 | 0 | 0 | 0
0 | 0 | 0 | 0 | 0 | 0 | 0 | 0 | 0
0 | 0 | 0 | 0 | 0 | 0 | 0 | 0 | 0
0 | 0 | 0 | 0 | 0 | 0 | 0 | 0 | 0
0 | 0 | 0 | 0 | 0 | 0 | 0 | 0 | 0
1 | Total. | [7 empty] | 0% | 9.386% | 0.06916% | 19.51% | 0.19509 |  |  | 0.32089 |  | 0 | 0.011024 | 0.009419 | 0.0045207 | 0 | 0 | 0 | 0 | 0.009346 | 0.018494 | 0 | 0 | 0 | 0 | 0% | 0
1
1
1 | SWARTLAND |  | 2022-06-30 | [5 empty] | REVENUE ERRORS FROM CHARGES APPLICABLE FOR ALL MONTHS OF THE YEAR | [9 empty] | HIGH SEASON REVENUE ERROR | [6 empty] | LOW SEASON REVENUE ERROR
1 | AdTUAL VS CALC REV ERROR | [7 empty] | Customer service | Basic | Access | Demand | ALL Energy |  |  |  | Other charges | 0 | Energy Peak | Energy Standard | Energy Off-Peak | Energy TotaL | MD (aLL hours) | MD (P&St) | Reactive energy | Energy Peak | Energy Standard | Energy TotaL | Energy TotaL | MD (aLL hours) | MD (P&St) | Reactive energy | TotaL
1 | TARIFF NAME | TARIFF CODE | Capacity (Amps) | Sub Category | Tariff Structure Category | Phases | Max Voltage | Capacity category | % | % | % | % | % |  |  |  | ? | % | % | % | % | % | % | % | % | % | % | % | % | % | % | % | %
1 | Pre-paid meter system (Indigent Residential) | 0 | 0 | 0 | 0 | 0 | 0 | 20 | [6 empty] | 100% | [16 empty] | #REF! | 29.87%
1 | Households Alternative <20 Amp:- | 0 | 0 | 0 | 0 | 0 | 0 | 20 | [5 empty] | 100% | 100% | 100% | 100% | [15 empty] | 23.61%
1 | Pre-paid Meter System (Non-Indigent Residential) | 0 | 0 | 0 | 0 | 0 | 0 | 30 | [5 empty] | 100% | [18 empty] | 13.37%
1 | Residential Consumers (Houses, Flats & Farms) Network charge per month | 0 | 0 | 0 | 0 | 0 | 0 | 40 |  | 13.12% |  |  |  | 100% | 100% | 100% | 100% | [15 empty] | 21.85%
1 | Residential Consumers (Houses, Flats & Farms) Network charge per month | 0 | 0 | 0 | 0 | 0 | 0 | 30
1 | Net Metering Residential (for Approved SSEG Households) | 0 | 0 | 0 | 0 | 0 | 0 | 40 |  | 13.12% |  |  |  | 100% | 100% | [17 empty] | 28.31%
1 | Commercial Pre-paid:- | 0 | 0 | 0 | 0 | 0 | 0 | 30 |  |  |  |  | 94.99% | [19 empty] | 14.61%
1 | Commercial Alternative < 15 AMP:- | 0 | 0 | 0 | 0 | 0 | 0 | 20 |  |  |  |  | #REF! | [19 empty] | 30.73%
1 | Commercial Alternative < 15 AMP:-Dept | 0 | 0 | 0 | 0 | 0 | 0 | 20 |  |  |  |  | -4648% | [19 empty] | 19.19%
1 | Commerce / Non Standard (per kWh ) | 0 | 0 | 0 | 0 | 0 | 0 | 60 |  |  | 100% |  | #REF! | [19 empty] | 20.36%
1 | Commerce / Non Standard (per kWh )-Dept | 0 | 0 | 0 | 0 | 0 | 0 | 30 |  |  | 100% |  | 26.46% | [19 empty] | 32.49%
1 | Commerce Basic < 20KVA (Basic per month) | 0 | 0 | 0 | 0 | 0 | 0 | 30 |  | 13.12% |  |  | 46.53% | [19 empty] | 30.49%
1 | Commerce Basic < 20KVA (Basic per month)-Dept | 0 | 0 | 0 | 0 | 0 | 0 | 30 |  | 13.12% |  |  | 82.66% | [19 empty] | 42.93%
1 | Commerce Basic 20 to 40 KVA (Basic per month) | 0 | 0 | 0 | 0 | 0 | 0 | 80 |  | 13.12% |  |  | 52.1% | [19 empty] | 41.97%
1 | Commerce Basic 20 to 40 KVA (Basic per month)-Dept | 0 | 0 | 0 | 0 | 0 | 0 | 60 |  | 13.12% |  |  | 63.84% | [19 empty] | 41.6%
1 | Commerce Basic >40 KVA (Basic per month) | 0 | 0 | 0 | 0 | 0 | 0 | 150 |  | 13.12% |  |  | 26.9% | [19 empty] | 23.01%
1 | Commerce Basic >40 KVA (Basic per month)-Dept | 0 | 0 | 0 | 0 | 0 | 0 | 60 |  | 13.12% |  |  | 96.67% | [19 empty] | 49.28%
1 | Net Metering Commercial;Basic Charge <= 20 kVA per month | 0 | 0 | 0 | 0 | 0 | 0 | 30
1 | Net Metering CommercialBasic Charge 21 - 40 kVA per month | 0 | 0 | 0 | 0 | 0 | 0 | 40
1 | Net Metering CommercialBasic Charge 41 - 50 kVA per month | 0 | 0 | 0 | 0 | 0 | 0 | 150
1 | Sports Grounds including maintenance of Floodlighting:- | 0 | 0 | 0 | 0 | 0 | 0 | 90 |  |  |  |  | -201475% | [19 empty] | -201475%
1 | Bulk Industrial | 0 | 0 | 0 | 0 | 0 | 0 | 0 |  | 13.12% |  | -157.4% | -66.87% | [19 empty] | -97.07%
1 | Bulk Industrial-Dept | 0 | 0 | 0 | 0 | 0 | 0 | 0 |  | 13.12% |  | 26.38% | -14.61% | [19 empty] | 14.6%
1 | Bulk Industrial mv | 0 | 0 | 0 | 0 | 0 | 0 | 0 |  | 13.12% |  | 74.01% | 45.4% | [19 empty] | 58.94%
1 | Net Metering Industrial (for Approved SSEG) | 0 | 0 | 0 | 0 | 0 | 0 | 0
1 | Bulk Time Of Use Tariff: Alternative | 0 | 0 | 0 | 0 | 0 | 0 | 0 |  | 52.61% |  | #REF! | [6 empty] | -76.66% | -76.54% | -76.53% |  |  |  |  | -80.84% | -80.83% | [5 empty] | -29.11%
1 | Bulk Time Of Use Tariff: Alternative MV | 0 | 0 | 0 | 0 | 0 | 0 | 0 |  | 66.67% |  | 72.16% | [6 empty] | 39.97% | 40.01% | 40.01% |  |  |  |  | 38.55% | 38.55% | [5 empty] | 29.24%
1 | Net Metering Time of Use Bulk Consumers (for Approved SSEG) | 0 | 0 | 0 | 0 | 0 | 0 | 0
1 | Net Metering Commercial;Basic Charge <= 20 kVA per month | 0 | 0 | 0 | 0 | 0 | 0 | 0
1 | Net Metering CommercialBasic Charge 21 - 40 kVA per month | 0 | 0 | 0 | 0 | 0 | 0 | 0
1 | Net Metering CommercialBasic Charge 41 - 50 kVA per month | 0 | 0 | 0 | 0 | 0 | 0 | 0
1 | Streetlights - Internal Tariff | 0 | 0 | 0 | 0 | 0 | 0 | 0 |  |  |  |  | -3.1897 | [19 empty] | -319%
1 | Wheeling Charges: | 0 | 0 | 0 | 0 | 0 | 0 | 0
1 | Availability | 0 | 0 | 0 | 0 | 0 | 0 | 40 |  | 0% | [22 empty] | 0%
0 | 0 | 0 | 0 | 0 | 0 | 0 | 0 | 0
0 | 0 | 0 | 0 | 0 | 0 | 0 | 0 | 0
0 | 0 | 0 | 0 | 0 | 0 | 0 | 0 | 0
0 | 0 | 0 | 0 | 0 | 0 | 0 | 0 | 0
0 | 0 | 0 | 0 | 0 | 0 | 0 | 0 | 0
0 | 0 | 0 | 0 | 0 | 0 | 0 | 0 | 0
0 | 0 | 0 | 0 | 0 | 0 | 0 | 0 | 0
0 | 0 | 0 | 0 | 0 | 0 | 0 | 0 | 0
0 | 0 | 0 | 0 | 0 | 0 | 0 | 0 | 0
0 | 0 | 0 | 0 | 0 | 0 | 0 | 0 | 0
0 | 0 | 0 | 0 | 0 | 0 | 0 | 0 | 0
0 | 0 | 0 | 0 | 0 | 0 | 0 | 0 | 0
0 | 0 | 0 | 0 | 0 | 0 | 0 | 0 | 0
0 | 0 | 0 | 0 | 0 | 0 | 0 | 0 | 0
0 | 0 | 0 | 0 | 0 | 0 | 0 | 0 | 0
0 | 0 | 0 | 0 | 0 | 0 | 0 | 0 | 0
0 | 0 | 0 | 0 | 0 | 0 | 0 | 0 | 0
0 | 0 | 0 | 0 | 0 | 0 | 0 | 0 | 0
0 | 0 | 0 | 0 | 0 | 0 | 0 | 0 | 0
0 | 0 | 0 | 0 | 0 | 0 | 0 | 0 | 0
0 | 0 | 0 | 0 | 0 | 0 | 0 | 0 | 0
0 | 0 | 0 | 0 | 0 | 0 | 0 | 0 | 0
0 | 0 | 0 | 0 | 0 | 0 | 0 | 0 | 0
0 | 0 | 0 | 0 | 0 | 0 | 0 | 0 | 0
0 | 0 | 0 | 0 | 0 | 0 | 0 | 0 | 0
0 | 0 | 0 | 0 | 0 | 0 | 0 | 0 | 0
0 | 0 | 0 | 0 | 0 | 0 | 0 | 0 | 0
0 | 0 | 0 | 0 | 0 | 0 | 0 | 0 | 0
0 | 0 | 0 | 0 | 0 | 0 | 0 | 0 | 0
0 | 0 | 0 | 0 | 0 | 0 | 0 | 0 | 0
0 | 0 | 0 | 0 | 0 | 0 | 0 | 0 | 0
0 | 0 | 0 | 0 | 0 | 0 | 0 | 0 | 0
0 | 0 | 0 | 0 | 0 | 0 | 0 | 0 | 0
0 | 0 | 0 | 0 | 0 | 0 | 0 | 0 | 0
0 | 0 | 0 | 0 | 0 | 0 | 0 | 0 | 0
0 | 0 | 0 | 0 | 0 | 0 | 0 | 0 | 0
0 | 0 | 0 | 0 | 0 | 0 | 0 | 0 | 0
0 | 0 | 0 | 0 | 0 | 0 | 0 | 0 | 0
0 | 0 | 0 | 0 | 0 | 0 | 0 | 0 | 0
0 | 0 | 0 | 0 | 0 | 0 | 0 | 0 | 0
0 | 0 | 0 | 0 | 0 | 0 | 0 | 0 | 0
0 | 0 | 0 | 0 | 0 | 0 | 0 | 0 | 0
0 | 0 | 0 | 0 | 0 | 0 | 0 | 0 | 0
0 | 0 | 0 | 0 | 0 | 0 | 0 | 0 | 0
0 | 0 | 0 | 0 | 0 | 0 | 0 | 0 | 0
0 | 0 | 0 | 0 | 0 | 0 | 0 | 0 | 0
0 | 0 | 0 | 0 | 0 | 0 | 0 | 0 | 0
0 | 0 | 0 | 0 | 0 | 0 | 0 | 0 | 0
0 | 0 | 0 | 0 | 0 | 0 | 0 | 0 | 0
0 | 0 | 0 | 0 | 0 | 0 | 0 | 0 | 0
0 | 0 | 0 | 0 | 0 | 0 | 0 | 0 | 0
1 | Total. | [8 empty] | 12.6% | 100% | -1.547% | -104.1% | 100% | 100% | 100% | 100% |  | 16.83% | 16.89% | 16.9% |  |  |  |  | 14.87% | 14.87% | [5 empty] | 11.95%
1
[11 empty] | 1029422 | [5 empty] | 3.0062
[11 empty] | 13588370.4 | [5 empty] | 2.5789
[11 empty] | #REF! | #REF!
4.4444
1 | Net Metering Commercial;Basic Charge <= 20 kVA per month |  |  | 838.0307 |  |  | 2.6733 |  |  |  | -0.7715
1 | Net Metering CommercialBasic Charge 21 - 40 kVA per month |  |  | 1092.8435 |  |  | 2.6733 |  |  |  | -0.7715
1 | Net Metering CommercialBasic Charge 41 - 50 kVA per month |  |  | 1969.7879 |  |  | 2.6733 |  |  |  | -0.7715
1 | Sports Grounds including maintenance of Floodlighting:- | [5 empty] | 5.289
1 | Bulk Industrial |  |  | 2196.128 |  | 422.5028 | 1.044
1 | Bulk Industrial |  |  | 2196.128 |  | 422.5028 | 1.044
1 | Net Metering Industrial (for Approved SSEG) |  |  | 2226.128 |  | 422.5028 | 1.044 |  |  |  | -0.7715
1 | Bulk Time Of Use Tariff: Alternative |  |  | 2196.128 |  | 283.3642 | [6 empty] | 5.5494 | 1.6811 | 0.91269 |  | 1.8101 | 1.2457 | 0.79007
1 | Monthly Basic Charge 1 |  |  | 2226.128 |  | 283.3642 |  |  |  |  | -0.7715 |  | 5.5494 | 1.6811 | 0.91269 |  | 1.8101 | 1.2457 | 0.79007
1 | Net Metering Industrial (for Approved SSEG) |  |  | 2226.128 |  | 283.3642 | [6 empty] | 5.5494 | 1.6811 | 0.91269 |  | 1.8101 | 1.2457 | 0.79007
1 | Wheeling Charges: |  |  | 500 | 2196.128 | 283.3642
1 | Commercial Pre-paid:- | [5 empty] | 3.5674
1 | Commercial Pre-paid:- |  | 3.4147 | 0.1849 | 0 | 0 | 0 | 0 |  |  |  |  | 3.5674 | [13 empty] | 0 | 0
364440574.5898
1815392.8246
7409561.3421
9224954.1667
382890482.9231
| 2-Part Tariff: Commercial Pre-paid ≤ 100A 3 ph (70 kVA BDMD) | E3E |  | 816.33 |  |  | 220.88
| Administrative and Service Charge Medium Voltage per month | E5A1 |  | 3881.7 | 30.52 | 38.29 |  | 0 |  |  |  |  | 376.88 | 115.97 | 64.42 | 376.88 | 115.97 | 64.42
| Administrative and Service Charge Low Voltage per month | E5A1A |  | 3433 | 30.52 | 38.29 | [6 empty] | 381.72 | 120.79 | 69.27 | 381.72 | 120.79 | 69.27
| Streetlights & CCTV (metered) per kWh (no basic charge) | E7A1 |  |  |  |  | 101.84
| Streetlights & CCTV (consumption) (per unit/per month) (no basic charge) | E7A2 |  | 35.73
| CASUAL SUPPLIES | E8 |  | 1406.72 |  |  | 277.24
| NETWORK CHARGES: SERVICED LAND | E9 |  | 424.82
Cover
Cover

## FBE
EQUITABLE SHARE VALUE CALCULATION
TARIFF | CUSTOMERS | FBE KWH | BASIC CHARGE SUBSIDY | ENERGY CHARGE | TOTAL BASIC SUBSIY | TOTAL UNITS SUBSIDY | TOTAL FBE SUBSIDY
Pre-paid meter system (Indigent Residential) | 6224 | 3346700 |  | 1.469 | 0 | 4916250.475 | 4916250.475 | 44.8091
PROPOSED
Pre-paid meter system (Indigent Residential) | 6976 | 3346700 |  | 1.9267 | 0 | 6448251.887 | 6448251.887
[6 empty] | 0 | 0
GRAND TOTAL | 13200 | 6693400 |  |  | 0 | 11364502.362 | 11364502.362
| 13200 | 7920000 |  | 1.469 | 11634357.3556 | Trail Balance | 15016318.41
[6 empty] | Diff | 26380820.772
175.7%
5950664.8

## NetInfeed
SWARTLAND
kWh CONNECTED BY NETWORK
Supply position | MV at HV sub | MV | Ind | Mun | Comm | Dom | SSEG | SSEG E | Res | Res Poor | Lights |  |  | kWh
| P01 | P01 | P02 | P03 | P03 | P04 | P05 | P06 | P06 | P07 | P08 |  | Total
S00 | 0.0001 | 0 | 0 | 0 | 0 | 0 | 0 | 0 | 0 | 0 | 0 |  | 0.0001
S01 | 0.0001 | 0 | 0 | 0 | 0 | 0 | 0 | 0 | 0 | 0 | 0 |  | 0.0001
S02 | 0.0001 | 0 | 0 | 0 | 0 | 0 | 0 | 0 | 0 | 0 | 0 |  | 0.0001
S03 | 0.0001 | 0 | 0 | 0 | 0 | 0 | 0 | 0 | 0 | 0 | 0 |  | 0.0001
S04 | 0.0001 | 54776837.004 | 0 | 0 | 0 | 0 | 0 | 0 | 0 | 0 | 0 |  | 54776837.0041
S05 | 0.0001 | 0 | 30899441.216 | 1833698.3 | 0 | 0 | 0 | 0 | 0 | 0 | 0 |  | 32733139.5161
S06 | 0.0001 | 0 | 0.0001 | 399080.43 | 14279897.06 | 46492670.22 | 236442.6 | 0 | 0 | 19971146.83 | 256231.7 |  | 81635468.8402
S07 | 0.0001 | 0.0001 | 0.0001 | 0.0001 | 0.0001 | 0.0001 | 0.0001 | 0.0001 | 0.0001 | 0.0001 | 0.0001 |  | 0.0011 |  | 3145083.3333
S08 | 0.0001 | 0.0001 | 0.0001 | 0.0001 | 0.0001 | 0.0001 | 0.0001 | 0.0001 | 0.0001 | 0.0001 | 0.0001 |  | 0.0011
S09 | 0.0001 | 0.0001 | 0.0001 | 0.0001 | 0.0001 | 0.0001 | 0.0001 | 0.0001 | 0.0001 | 0.0001 | 0.0001 |  | 0.0011
S10 | 0 | 0 | 0 | 0 | 0 | 0 | 0 | 0 | 0 | 0 | 0 |  | 0
S11 | 0 | 0 | 0 | 0 | 0 | 0 | 0 | 0 | 0 | 0 | 0 |  | 0
S12 | 0 | 0 | 0 | 0 | 0 | 0 | 0 | 0 | 0 | 0 | 0 |  | 0
S13 | 0 | 0 | 0 | 0 | 0 | 0 | 0 | 0 | 0 | 0 | 0 |  | 0
S14 | 0 | 0 | 0 | 0 | 0 | 0 | 0 | 0 | 0 | 0 | 0 |  | 0
S15 | 0 | 0 | 0 | 0 | 0 | 0 | 0 | 0 | 0 | 0 | 0 |  | 0
S16 | 0 | 0 | 0 | 0 | 0 | 0 | 0 | 0 | 0 | 0 | 0 |  | 0
S17 | 0 | 0 | 0 | 0 | 0 | 0 | 0 | 0 | 0 | 0 | 0 |  | 0
S18 | 0 | 0 | 0 | 0 | 0 | 0 | 0 | 0 | 0 | 0 | 0 |  | 0
S19 | 0 | 0 | 0 | 0 | 0 | 0 | 0 | 0 | 0 | 0 | 0 |  | 0
S20 | 0 | 0 | 0 | 0 | 0 | 0 | 0 | 0 | 0 | 0 | 0 |  | 0
S21 | 0 | 0 | 0 | 0 | 0 | 0 | 0 | 0 | 0 | 0 | 0 |  | 0
S22 | 0 | 0 | 0 | 0 | 0 | 0 | 0 | 0 | 0 | 0 | 0 |  | 0
S23 | 0 | 0 | 0 | 0 | 0 | 0 | 0 | 0 | 0 | 0 | 0 |  | 0
S24 | 0 | 0 | 0 | 0 | 0 | 0 | 0 | 0 | 0 | 0 | 0 |  | 0
S25 | 0 | 0 | 0 | 0 | 0 | 0 | 0 | 0 | 0 | 0 | 0 |  | 0
S26 | 0 | 0 | 0 | 0 | 0 | 0 | 0 | 0 | 0 | 0 | 0 |  | 0
S27 | 0 | 0 | 0 | 0 | 0 | 0 | 0 | 0 | 0 | 0 | 0 |  | 0
S28 | 0 | 0 | 0 | 0 | 0 | 0 | 0 | 0 | 0 | 0 | 0 |  | 0
S29 | 0 | 0 | 0 | 0 | 0 | 0 | 0 | 0 | 0 | 0 | 0 |  | 0
S30 | 0 | 0 | 0 | 0 | 0 | 0 | 0 | 0 | 0 | 0 | 0 |  | 0
S31 | 0 | 0 | 0 | 0 | 0 | 0 | 0 | 0 | 0 | 0 | 0 |  | 0
S32 | 0 | 0 | 0 | 0 | 0 | 0 | 0 | 0 | 0 | 0 | 0 |  | 0
S33 | 0 | 0 | 0 | 0 | 0 | 0 | 0 | 0 | 0 | 0 | 0 |  | 0
S34 | 0 | 0 | 0 | 0 | 0 | 0 | 0 | 0 | 0 | 0 | 0 |  | 0
S35 | 0 | 0 | 0 | 0 | 0 | 0 | 0 | 0 | 0 | 0 | 0 |  | 0
| 0.001 | 54776837.0043 | 30899441.2164 | 2232778.7303 | 14279897.0603 | 46492670.2203 | 236442.6003 | 0.0003 | 0.0003 | 19971146.8303 | 256231.7003 | 0 | 169145445.3641
| P08: Bulk +SSEG |  | 178535523.48
| P08: Difference |  | 5.26%
169145445.3641
-9390078.1159
| MV at HV sub | MV | Ind | School | Comm | Dom | SSEG | SSEG E | Res | Res Poor | Lights
Mv | P01: 60829759.0218; P01: 52.18%
Lv | P01: 55757512.8321
116587271.8539

## Losses
#VALUE!
#VALUE!
#VALUE!
SWARTLAND |  |  |  |  | #VALUE!
NETWORK LOSSES |  |  |  |  | #VALUE!
#VALUE!
Supply position | Per Network Estimate | Per Network Adjusted | Network Point | Total at Supply Point | #VALUE!
N0 | 0% | 0% | S0 | 0%
N1 | 0% | 0% | S1 | 0%
N2 | 0% | 0% | S2 | 0%
N3 | 1.5% | 0.8933% | S3 | 0.8933%
N4 | 2.5% | 1.489% | S4 | 2.396%
N5 | 3% | 1.787% | S5 | 4.225%
N6 | 6% | 3.573% | S6 | 7.949%
N7 | 0% | 0% | S6 | 7.949%
[6 empty] | 69000 | 27600 | 41400 | 47610
23805
N10 | 0% | 0% | S10 | 0%
N11 | 0% | 0% | S11 | 0%
N12 |  | 0% | S12 | 0.8933%
N13 |  | 0% | S13 | 0.8933%
N14 |  | 0% | S14 | 0.8933%
N15 |  | 0% | S15 | 0.8933%
N16 |  | 0% | S16 | 0.8933%
N17 |  | 0% | S17 | 0.8933%
N18 |  | 0% | S18 | 0.8933%
N19 |  | 0% | S19 | 0.8933%
N20 |  | 0% | S20 | 0.8933%
N21 |  | 0% | S21 | 0.8933%
N22 |  | 0% | S22 | 0.8933%
N23 |  | 0% | S23 | 0.8933%
N24 |  | 0% | S24 | 0.8933%
N25 |  | 0% | S25 | 0.8933%
N26 |  | 0% | S26 | 0.8933%
N27 |  | 0% | S27 | 0.8933%
N28 |  | 0% | S28 | 0.8933%
N29 |  | 0% | S29 | 0.8933%
N30 |  | 0% | S30 | 0.8933%
N31 |  | 0% | S31 | 0.8933%
N32 |  | 0% | S32 | 0.8933%
N33 |  | 0% | S33 | 0.8933%
N34 |  | 0% | S34 | 0.8933%
N35 |  | 0% | S35 | 0.8933%
|  | Total losses |  | 5.26% |  |  |  |  | 23805
Note on C19: Will be copied to Access
Note on E19: Click button when Links change
Note on B20: Technical input from network analysis
Note on B21: Technical input from network analysis

## Balancing
SWARTLAND | [12 empty] | Table 10
ENERGY BALANCING
kWh |  |  | FIRST PASS - BALANCE TOTALS BY CHANGING LOSS FACTORS ONLY
Input at each network. | [8 empty] | KWH | [5 empty] | MAX
Supply |  |  | Through | Grand |  |  | HIGH SEASON |  |  |  | LOW SEASON |  |  |  | DEM | 0
position | kWh/y |  | Network | Total |  | P | S | O | Tot | P | S | O | Tot | Tot kWh | kVA
|  |  | TOTAL | 178535523.48 |  | 8792918.2289 | 21228880.7231 | 21322951.9353 | 47360424.0188 | 21363811.9857 | 51509133.5344 | 54245416.0927 | 130969538.2958 | 178329962.3146 | 421623.705 | 35135.3087 | 57.94%
S0 | 0.0001 |  | NL0 | 178535638.1237 | #REF! | 7216286.1449 | 19647600.6098 | 20496537.2642 | 47360424.0188 | 20906405.8639 | 51210793.9555 | 58852338.4763 | 130969538.2958 | 178329962.3146 | 386780.0775 |  | 63.16%
S1 | 0.0001 |  | NL1 | 178535638.1236 | #REF! | 7216286.1449 | 19647600.6098 | 20496537.2642 | 47360424.0188 | 20906405.8639 | 51210793.9555 | 58852338.4763 | 130969538.2958 | 178329962.3146 | 386780.0775 |  | 63.16%
S2 | 0.0001 |  | NL2 | 178535638.1235 | #REF! | 7216286.1449 | 19647600.6098 | 20496537.2642 | 47360424.0188 | 20906405.8639 | 51210793.9555 | 58852338.4763 | 130969538.2958 | 178329962.3146 | 386780.0775 |  | 63.16%
S3 | 0.0001 |  | NL3 | 176940715.8612 | #REF! | 7212982.2211 | 19633111.5274 | 20439957.5697 | 47286051.3183 | 20898042.8069 | 51179509.9274 | 58689757.8945 | 130767310.6287 | 178053361.947 | 386554.3487 |  | 63.1%
S4 | 54776837.0041 |  | NL4 | 174306258.7691 | #REF! | 7149116.6233 | 19459274.9137 | 20258976.9338 | 46867368.4708 | 20713006.1666 | 50726353.397 | 58170103.699 | 129609463.2626 | 176476831.7334 | 383131.6971 |  | 63.1%
S5 | 32733139.5161 |  | NL5 | 117393824.2141 | #REF! | 5087088.8563 | 13924755.2287 | 13376605.7177 | 32388449.8027 | 14490195.6266 | 34878089.3185 | 37354257.0961 | 86722542.0412 | 119110991.8439 | 293140.0623 |  | 55.66%
S6 | 81635468.8402 |  | NL6 | 81635468.8435 | #REF! | 3681207.6478 | 10350026.152 | 9488594.936 | 23519828.7359 | 10264363.4684 | 24469277.9737 | 26299003.4193 | 61032644.8614 | 84552473.5973 | 235432.4832 |  | 49.2%
S7 | 0.0011 |  | NL7 | 0.0033 | #REF! | 0 | 0 | 0 | 0 | 0 | 0 | 0 | 0 | 0 | 0
S8 | 0.0011 |  | NL8 | 0.0022 | #REF! | 0 | 0 | 0 | 0 | 0 | 0 | 0 | 0 | 0 | 0
S9 | 0.0011 |  | NL9 | 0.0011 | #REF! | 0 | 0 | 0 | 0 | 0 | 0 | 0 | 0 | 0 | 0
S10 | 0 |  | NL10 | 0 | #REF! | #REF! | #REF! | #REF! | #REF! | #REF! | #REF! | #REF! | #REF! |  | #REF!
S11 | 0 |  | NL11 | 0 | #REF! | #REF! | #REF! | #REF! | #REF! | #REF! | #REF! | #REF! | #REF! |  | #REF!
S12 | 0 |  | NL12 | 0 | #REF! | #REF! | #REF! | #REF! | #REF! | #REF! | #REF! | #REF! | #REF! |  | #REF!
S13 | 0 |  | NL13 | 0 | #REF! | #REF! | #REF! | #REF! | #REF! | #REF! | #REF! | #REF! | #REF! |  | #REF!
S14 | 0 |  | NL14 | 0 | #REF! | #REF! | #REF! | #REF! | #REF! | #REF! | #REF! | #REF! | #REF! |  | #REF!
S15 | 0 |  | NL15 | 0 | #REF! | #REF! | #REF! | #REF! | #REF! | #REF! | #REF! | #REF! | #REF! |  | #REF!
S16 | 0 |  | NL16 | 0 | #REF! | #REF! | #REF! | #REF! | #REF! | #REF! | #REF! | #REF! | #REF! |  | #REF!
S17 | 0 |  | NL17 | 0 | #REF! | #REF! | #REF! | #REF! | #REF! | #REF! | #REF! | #REF! | #REF! |  | #REF!
S18 | 0 |  | NL18 | 0 | #REF! | #REF! | #REF! | #REF! | #REF! | #REF! | #REF! | #REF! | #REF! |  | #REF!
S19 | 0 |  | NL19 | 0 | #REF! | #REF! | #REF! | #REF! | #REF! | #REF! | #REF! | #REF! | #REF! |  | #REF!
S20 | 0 |  | NL20 | 0 | #REF! | #REF! | #REF! | #REF! | #REF! | #REF! | #REF! | #REF! | #REF! |  | #REF!
S21 | 0 |  | NL21 | 0 | #REF! | #REF! | #REF! | #REF! | #REF! | #REF! | #REF! | #REF! | #REF! |  | #REF!
S22 | 0 |  | NL22 | 0 | #REF! | #REF! | #REF! | #REF! | #REF! | #REF! | #REF! | #REF! | #REF! |  | #REF!
S23 | 0 |  | NL23 | 0 | #REF! | #REF! | #REF! | #REF! | #REF! | #REF! | #REF! | #REF! | #REF! |  | #REF!
S24 | 0 |  | NL24 | 0 | #REF! | #REF! | #REF! | #REF! | #REF! | #REF! | #REF! | #REF! | #REF! |  | #REF!
S25 | 0 |  | NL25 | 0 | #REF! | #REF! | #REF! | #REF! | #REF! | #REF! | #REF! | #REF! | #REF! |  | #REF!
S26 | 0 |  | NL26 | 0 | #REF! | #REF! | #REF! | #REF! | #REF! | #REF! | #REF! | #REF! | #REF! |  | #REF!
S27 | 0 |  | NL27 | 0 | #REF! | #REF! | #REF! | #REF! | #REF! | #REF! | #REF! | #REF! | #REF! |  | #REF!
S28 | 0 |  | NL28 | 0 | #REF! | #REF! | #REF! | #REF! | #REF! | #REF! | #REF! | #REF! | #REF! |  | #REF!
S29 | 0 |  | NL29 | 0 | #REF! | #REF! | #REF! | #REF! | #REF! | #REF! | #REF! | #REF! | #REF! |  | #REF!
S30 | 0 |  | NL30 | 0 | #REF! | #REF! | #REF! | #REF! | #REF! | #REF! | #REF! | #REF! | #REF! |  | #REF!
S31 | 0 |  | NL31 | 0 | #REF! | #REF! | #REF! | #REF! | #REF! | #REF! | #REF! | #REF! | #REF! |  | #REF!
S32 | 0 |  | NL32 | 0 | #REF! | #REF! | #REF! | #REF! | #REF! | #REF! | #REF! | #REF! | #REF! |  | #REF!
S33 | 0 |  | NL33 | 0 | #REF! | #REF! | #REF! | #REF! | #REF! | #REF! | #REF! | #REF! | #REF! |  | #REF!
S34 | 0 |  | NL34 | 0 | #REF! | #REF! | #REF! | #REF! | #REF! | #REF! | #REF! | #REF! | #REF! |  | #REF!
S35 | 0 |  | NL35 | 0 | #REF! | #REF! | #REF! | #REF! | #REF! | #REF! | #REF! | #REF! | #REF! |  | #REF!
169145445.3641
5
|  | COMPARISONS | [6 empty] | KWH | [5 empty] | MAX |  | 8
|  | Supply |  | Grand |  |  | Low Season |  |  |  | High Season |  |  |  | DEM |  | 1500
|  | position |  | Total |  | Sub-tot | Off-peak | Standard | Peak | Sub-tot | Off-peak | Standard | Peak | Tot kWh | KVA |  | 60000
|  | Bulk Purchases |  | 178535523.48 | 0 | 8792918.2289 | 21228880.7231 | 21322951.9353 | 47360424.0188 | 21363811.9857 | 51509133.5344 | 54245416.0927 | 130969538.2958 | 178329962.3146 | 421623.705
|  | Total calculated |  | 178535638.1237 |  | 7216286.1449 | 19647600.6098 | 20496537.2642 | 47360424.0188 | 20906405.8639 | 51210793.9555 | 58852338.4763 | 130969538.2958 | 178329962.3146 | 386780.0775
|  | Difference |  | -114.6437 |  | -1576632.084 | -1581280.1133 | -826414.6711 | 0 | -457406.1218 | -298339.5789 | 4606922.3836 | 0 | 0 | -34843.6275
|  | % Difference |  | -6.421e-05% |  | -17.93% | -7.449% | -3.876% | 0% | -2.141% | -0.5792% | 8.493% | 0% | 0% | -8.264%
|  | Total losses |  | 5.26% |  | 5.26%
Adjust losses to
balance grand totals
Losses adjustment |  |  |  | -40.44%
-20
Note on C12: From kWh network infeed
Note on H12: From purchases from bulk supplier

## MD Methods
DEMAND ALLOCATER METHODS COMPARED
AVERAGE AND ACCESS METHOD
Customer group demand responsibility ratio
N2 | D | L | A | B | C | E
|  | An LF | P kWh/y | Tot kWh/y | P Ex MD | ∑ Ex MD | Ex MD% | ENERGY RATIO
1Purchases
2MV at HV sub | 1.087e-10% | 59.34% | 0.00030426 | 156494645.5743 | -3.8592e-09 | 23649.1382 | -10% | 1.944e-10%
3MV | 27.87% | 59.34% | 56089031.9352 | 156494645.5743 | 3840.7942 | 23649.1382 | 53.99% | 35.84%
4Ind | 18.58% | 59.34% | 32204942.637 | 156494645.5743 | 3706.6737 | 23649.1382 | 90.74% | 20.58%
5Mun | 2.986% | 59.34% | 2341976.6488 | 156494645.5743 | 1220.374 | 23649.1382 | 433.6% | 1.497%
6Comm | 12.68% | 59.34% | 15414936.7556 | 156494645.5743 | 3976.3613 | 23649.1382 | 221.4% | 9.85%
7Dom | 37.63% | 59.34% | 50188519.4279 | 156494645.5743 | 10820.4776 | 23649.1382 | 170% | 32.07%
8SSEG | 0.242% | 59.34% | 255238.1691 | 156494645.5743 | 84.4574 | 23649.1382 | 260.9% | 0.1631%
9SSEG E | 4.571e-10% | 59.34% | 0.00032385 | 156494645.5743 | 1.9443e-07 | 23649.1382 | 473.3% | 2.069e-10%
TOTAL |  |  | 156494645.5743
N2 | Customer group excess demand
| C - excess demand | Ave MD | Group energy | Hours in year | PF | Non-co-incidental MD | Group energy | Annual LF
| kVA | kVA | kWh/y | 8760 | % | kVA | kWh/y | %
1Purchases
2MV at HV sub | -3.8592e-09 | 3.8592e-08 | 0.00030426 | 8760 | 90% | 3.4733e-08 | 0.00030426 | 100%
3MV | 3840.7942 | 7114.2861 | 56089031.9352 | 8760 | 90% | 10955.0803 | 56089031.9352 | 58.45%
4Ind | 3706.6737 | 4084.8481 | 32204942.637 | 8760 | 90% | 7791.5218 | 32204942.637 | 47.18%
5Mun | 1220.374 | 281.4199 | 2341976.6488 | 8760 | 95% | 1501.7939 | 2341976.6488 | 17.8%
6Comm | 3976.3613 | 1795.6081 | 15414936.7556 | 8760 | 98% | 5771.9695 | 15414936.7556 | 30.49%
7Dom | 10820.4776 | 6365.87 | 50188519.4279 | 8760 | 90% | 17186.3477 | 50188519.4279 | 33.34%
8SSEG | 84.4574 | 32.3742 | 255238.1691 | 8760 | 90% | 116.8316 | 255238.1691 | 24.94%
9SSEG E | 1.9443e-07 | 4.1077e-08 | 0.00032385 | 8760 | 90% | 2.3551e-07 | 0.00032385 | 15.7%
Total | 23649.1382 | 19674.4066 | 178463112.5 | 70080 |  | 43323.5448 | 156494645.5743
NON CO-INCIDENTAL MD
DEMAND ALLOCATER METHODS COMPARED
N2 |  | NON CO-INCIDENTAL MD | AVERAGE AND ACCESS METHOD | ENERGY RATIO | CO-INCIDENTAL PEAK DEMAND METHOD | Monthly LF | Ave & Access Adustment factor
1Purchases
2MV at HV sub |  | 8.017e-11% | 1.087e-10% | 1.944e-10% | 4.27e-15% | 100.8% | 55.93%
3MV |  | 25.29% | 27.87% | 35.84% | 0.000293% | 62.84% | 77.77%
4Ind |  | 17.98% | 18.58% | 20.58% | 0.0001814% | 57.56% | 90.31%
5Mun |  | 3.466% | 2.986% | 1.497% | 5.675e-05% | 21.21% | 199.5%
6Comm |  | 13.32% | 12.68% | 9.85% | 0.0003113% | 38.44% | 128.7%
7Dom |  | 39.67% | 37.63% | 32.07% | 0.0008508% | 42.43% | 117.3%
8SSEG |  | 0.2697% | 0.242% | 0.1631% | 6.216% | 27.47% | 148.4%
9SSEG E |  | 5.436e-10% | 4.571e-10% | 2.069e-10% | 8.163e-14% | 17.92% | 220.9%
TOTAL
#REF!
CO-INCIDENTAL PEAK DEMAND METHOD
N2
1Purchases
2MV at HV sub
3MV
4Ind
5Mun
6Comm
7Dom

## MD Allocators
DEMAND ALLOCATIONS |  | Po |  | P1 |  | P2 |  | P3 |  | P4 |  | P5 |  | P6 |  | P7 |  | P8 |  | P9 |  | P10 |  | P11 |  | P12 |  | 0 |  | Network max
|  | MV at HV sub |  | MV |  | Ind |  | Mun |  | Comm |  | Dom |  | SSEG |  | SSEG E |  | Res |  | Res Poor |  | Lights |  | Lights |  | 0 |  | 0 |  | kVA
|  | At system peak | Own peak | At system peak | Own peak | At system peak | Own peak | At system peak | Own peak | At system peak | Own peak | At system peak | Own peak | At system peak | Own peak | At system peak | Own peak | At system peak | Own peak | At system peak | Own peak | At system peak | Own peak | At system peak | Own peak | At system peak | Own peak | At system peak | Own peak
Total N2 | % contribution to peak/contribution vs own peak | 7.216e-10% |  | 11.45% |  | 6.763% |  | 6.917% |  | 15.59% |  | 44.09% |  | 0.1816% |  | 1.287e-11% |  | 15.01% |  | 0% |  | 0% |  | 0.06611 |  | 0.06611 |  | 0% |  | 17263.25
| % Contribution to kWh | 7.449e-10% |  | 11.41% |  | 18.1% |  | 17.16% |  | 8.989% |  | 30.51% |  | 0.1497% |  | 1.896e-10% |  | 12.75% |  | 0% |  | 0.9283% |  | 0.027183 |  | #DIV/0! |  | 0% |  | 0%
| Demand adjuster | 0.002118% |  | 0.002196% |  | 0.0008174% |  | 0.0008815% |  | 0.003792% |  | 0.00316% |  | 0.002653% |  | 0.0001485% |  | 0.002574% |  | 0% |  | 0% |  | 0.00014088 |  | #DIV/0! |  | 0%
| kVA at Peak / own peak | 1.5144e-07 | 1.5144e-07 | 2403.7498 | 3967.2865 | 1419.4413 | 7796.3191 | 1451.7756 | 19597.749 | 3271.285 | 5993.9948 | 9252.9266 | 18607.7308 | 38.1124 | 122.0374 | 2.7017e-09 | 2.4548e-07 | 3149.9246 | 6245.4895 | 0 | 0 | 0 | 502.1562 | 1142.8062 | 646.3869 | 1142.8062 | 0 | 0 | 0 | 17286.3718
Total N3 | % contribution to peak/contribution vs own peak | 1.449e-10% |  | 2.488% |  | 1.469% |  | 1.503% |  | 3.386% |  | 9.577% |  | 0.03945% |  | 2.796e-12% |  | 3.26% |  | 0% |  | 0% |  | 0.027675 |  | 0.027675 |  | 0% |  | 16274.85
| % Contribution to kWh | 6.952e-10% |  | 11.51% |  | 18.27% |  | 17.32% |  | 9.073% |  | 30.8% |  | 0.1511% |  | 1.913e-10% |  | 12.87% |  | 0% |  | 0.937% |  | 0.028908 |  | #DIV/0! |  | 0% |  | 0%
| Demand adjuster | 0.0004559% |  | 0.0004726% |  | 0.0001759% |  | 0.0001897% |  | 0.0008161% |  | 0.00068% |  | 0.0005709% |  | 3.196e-05% |  | 0.0005539% |  | 0% |  | 0% |  | 5.8825e-05 |  | #DIV/0! |  | 0%
| kVA at Peak / own peak | 1.4002e-07 | 1.4002e-07 | 2403.7498 | 3837.6673 | 1419.4413 | 7041.3686 | 1451.7756 | 19358.7698 | 3271.285 | 5812.5558 | 9252.9266 | 18607.6351 | 38.1124 | 121.6696 | 2.7017e-09 | 2.4548e-07 | 3149.9246 | 6179.5433 | 0 | 0 | 0 | 502.1562 | 1142.8062 | 646.3869 | 1142.8062 | #DIV/0! | 0 | 0 | 41293.6046
Total N4 | % contribution to peak/contribution vs own peak | 1.329e-10% |  | 2.488% |  | 1.469% |  | 1.503% |  | 3.386% |  | 9.577% |  | 0.03945% |  | 2.796e-12% |  | 3.26% |  | 0% |  | 0% |  | 0.027675 |  | 0.027675 |  | 0% |  | 16095.9
| % Contribution to kWh | 6.378e-10% |  | 11.51% |  | 18.27% |  | 17.32% |  | 9.073% |  | 30.8% |  | 0.1511% |  | 1.913e-10% |  | 12.87% |  | 0% |  | 0.937% |  | 0.028908 |  | #DIV/0! |  | 0% |  | 0%
| Demand adjuster | 0.0004622% |  | 0.0004792% |  | 0.0001784% |  | 0.0001923% |  | 0.0008274% |  | 0.0006895% |  | 0.0005788% |  | 3.241e-05% |  | 0.0005615% |  | 0% |  | 0% |  | 5.9479e-05 |  | #DIV/0! |  | 0%
| kVA at Peak / own peak | 1.2669e-07 | 1.2669e-07 | 2370.874 | 3785.18 | 1400.0278 | 6945.0647 | 1431.9199 | 19094.0024 | 3226.5441 | 5733.0582 | 9126.3755 | 18353.1409 | 37.5911 | 120.0055 | 2.6647e-09 | 2.4212e-07 | 3106.8434 | 6095.0265 | 0 | 0 | 0 | 495.2882 | 1130.2404 | 639.2796 | 1130.2404 | #DIV/0! | 0 | 0 | 40839.5598
Total N5 | % contribution to peak/contribution vs own peak | 1.419e-10% |  | 1.471e-10% |  | 1.568% |  | 1.604% |  | 3.614% |  | 10.22% |  | 0.0421% |  | 2.985e-12% |  | 3.48% |  | 0% |  | 0% |  | 0.030619 |  | 0.030619 |  | 0% |  | 14107.64
| % Contribution to kWh | 7.208e-10% |  | 7.208e-10% |  | 20.64% |  | 19.58% |  | 10.25% |  | 34.81% |  | 0.1708% |  | 2.162e-10% |  | 14.55% |  | 0% |  | 1.059% |  | 0.0314 |  | #DIV/0! |  | 0% |  | 0%
| Demand adjuster | 0.0004819% |  | 0.0004996% |  | 0.0001859% |  | 0.0002005% |  | 0.0008626% |  | 0.0007188% |  | 0.0006034% |  | 3.379e-05% |  | 0.0005854% |  | 0% |  | 0% |  | 6.912e-05 |  | #DIV/0! |  | 0%
| kVA at Peak / own peak | 1.2383e-07 | 1.2383e-07 | 1.2837e-07 | 2.0494e-07 | 1368.4028 | 6788.1839 | 1399.5745 | 18662.6915 | 3153.6602 | 5603.5552 | 8920.2214 | 17938.5651 | 36.742 | 117.2947 | 2.6045e-09 | 2.3665e-07 | 3036.6635 | 5957.347 | 0 | 0 | 0 | 484.1003 | 1109.6785 | 627.6495 | 1109.6785 | #DIV/0! | 0 | 0 | 36241.6567
Total N6 | % contribution to peak/contribution vs own peak | 2.659e-10% |  | 2.756e-10% |  | 1.026e-10% |  | 0.1982% |  | 6.772% |  | 19.15% |  | 0.07889% |  | 5.593e-12% |  | 6.521% |  | 0% |  | 0% |  | 0.040538 |  | 0.040538 |  | 0% |  | 11665.89
| % Contribution to kWh | 1.16e-09% |  | 1.16e-09% |  | 1.16e-09% |  | 2.078% |  | 16.5% |  | 56.02% |  | 0.2749% |  | 3.48e-10% |  | 23.42% |  | 0% |  | 1.704% |  | 0.039173 |  | #DIV/0! |  | 0% |  | 0%
| Demand adjuster | 0.001004% |  | 0.001041% |  | 0.0003873% |  | 0.0004177% |  | 0.001797% |  | 0.001497% |  | 0.001257% |  | 7.038e-05% |  | 0.001219% |  | 0% |  | 0% |  | 0.008871% |  | #DIV/0! |  | 0
| kVA at Peak / own peak | 1.2049e-07 | 1.2049e-07 | 1.249e-07 | 1.9941e-07 | 4.6491e-08 | 2.3063e-07 | 89.7925 | 1197.342 | 3068.5597 | 5452.3451 | 8679.5122 | 17454.4988 | 35.7505 | 114.1296 | 2.5343e-09 | 2.3027e-07 | 2954.7202 | 5796.5899 | 0 | 0 | 0 | 471.037 | 1085.5409 | 613.9969 | 1085.5409 | 0 | 0 | 0 | 26778.1869
|  | 4.499e-10% |  | 4.664e-10% |  | 1.736e-10% |  | 0.3353% |  | 11.46% |  | 32.41% |  | 0.1335% |  | 9.464e-12% |  | 11.03% |  | 0% |  | 0%

## NetProfQuant
NETWORK QUANTITIES | HIGH SEASON |  |  |  | LOW SEASON |  |  | YEAR TOTAL | [5 empty] | HIGH SEASON |  |  | LOW SEASON |  |  | YEAR TOTAL
YEAR | P | S | O | P&S | P | S | O | P&S | ENERGY | MAX DEMAND | MAX DEMAND | MAX DEMAND P&S | Monthly KVA LOAD FACTOR | P | S | O | P | S | O | Max | kVA Load factor
Year | kWh (FOR) | kWh (FOR) | kWh (FOR) | kvarh | kWh (FOR) | kWh (FOR) | kWh (FOR) | kvarh | kWh (FOR) | kW | kVA | kVA | % | kWh (FOR) | kWh (FOR) | kWh (FOR) | kWh (FOR) | kWh (FOR) | kWh (FOR) | kVA | LF |  |  | Adjust
1Purchases | 8792918.2289 | 21228880.7231 | 21322951.9353 | 299.3787 | 21363811.9857 | 51509133.5344 | 54245416.0927 | 398040.5073 | 178463112.5 | 413527.6171 | 421623.705 | 421623.705 | 61.07% | 4.047% | 11.02% | 11.49% | 11.72% | 28.72% | 33% | 34305.0813 | 59.34% | Purchases | 1
2N2 | 7216286.1449 | 19647600.6098 | 20496537.2642 | 1131.7601 | 20906405.8639 | 51210793.9555 | 58852338.4763 | 69478.1169 | 178329962.3146 | 380352.9465 | 386780.0775 | 384632.2993 | 67.9% | 4.047% | 11.02% | 11.49% | 11.72% | 28.72% | 33% | 34305.0813 | 59.34% | N2 | 2 | 1.1347
3Total N3 | 7212982.2211 | 19633111.5274 | 20439957.5697 | 1104.2274 | 20898042.8069 | 51179509.9274 | 58689757.8945 | 67945.7227 | 178053361.947 | 380146.4513 | 386554.3487 | 384556.7243 | 67.85% | 4.051% | 11.03% | 11.48% | 11.74% | 28.74% | 32.96% | 34305.0813 | 59.25% | Total N3 | 3
4Total N4 | 7149116.6233 | 19459274.9137 | 20258976.9338 | 1094.4503 | 20713006.1666 | 50726353.397 | 58170103.699 | 67344.1138 | 176476831.7334 | 376780.5369 | 383131.6971 | 381151.7603 | 67.85% | 4.051% | 11.03% | 11.48% | 11.74% | 28.74% | 32.96% | 34001.3353 | 59.25% | Total N4 | 4 | 1.1119
5Total N5 | 5087088.8563 | 13924755.2287 | 13376605.7177 | 8183.2099 | 14490195.6266 | 34878089.3185 | 37354257.0961 | 122764.8851 | 119110991.8439 | 290191.6156 | 293140.0623 | 290193.3585 | 59.88% | 4.271% | 11.69% | 11.23% | 12.17% | 29.28% | 31.36% | 26664.0575 | 50.99% | Total N5 | 5
6Total N6 | 3681207.6478 | 10350026.152 | 9488594.936 | 2438.198 | 10264363.4684 | 24469277.9737 | 26299003.4193 | 39822.731 | 84552473.5973 | 234943.9244 | 235432.4832 | 226848.5678 | 55.46% | 4.354% | 12.24% | 11.22% | 12.14% | 28.94% | 31.1% | 21145.1816 | 45.65% | Total N6 | 6
7 | [22 empty] | 7
8 | [22 empty] | 8
9 | [22 empty] | 9
10 | [22 empty] | 10
11 | [22 empty] | 11
12 | [22 empty] | 12
0
0
0

## RepProfQuant
REP PROFILE QUANTITIES | HIGH SEASON |  |  |  | LOW SEASON |  |  |  | TOTAL |  |  |  | HIGH SEASON |  |  | LOW SEASON |  |  |  | Annual
YEAR | P | S | O | P&S | P | S | O | P&S | ENERGY | MAX DEMAND | MAX DEMAND | MAX DEMAND P&S | Monthly KVA LOAD FACTOR | P | S | O | P | S | O | Max | kVA Load factor
PROFILE | kWh (FOR) | kWh (FOR) | kWh (FOR) | kvarh | kWh (FOR) | kWh (FOR) | kWh (FOR) | kvarh | kWh (FOR) | kW | kVA | kVA | % | kWh (FOR) | kWh (FOR) | kWh (FOR) | kWh (FOR) | kWh (FOR) | kWh (FOR) | kVA | LF |  | . | kWh/cust/m
1Purchases | 8792918.2289 | 21228880.7231 | 21322951.9353 | 299.3787 | 21363811.9857 | 51509133.5344 | 54245416.0927 | 398040.5073 | 178463112.5 | 413527.6171 | 421623.705 | 421623.705 | 61.07% | 4.927% | 4.927% | 11.9% | 11.95% | 11.97% | 28.86% | 40297.178 | 50.56% | Purchases | 1
2MV at HV sub | 1.1114e-05 | 2.8099e-05 | 3.7476e-05 | 0 | 3.2649e-05 | 8.2282e-05 | 0.00011264 | 0 | 0.00030426 | 4.1679e-07 | 4.1679e-07 | 4.1679e-07 | 100.8% | 100% | 3.653% | 9.235% | 12.32% | 10.73% | 27.04% | 3.4733e-08 | 100% | MV at HV sub | 2
3MV | 2004030.6839 | 5374784.7705 | 6742911.4035 | 11886.8883 | 6060730.3643 | 15465905.9184 | 20440668.7946 | 200244.8752 | 56089031.9352 | 117863.7048 | 121567.8568 | 121520.3622 | 62.84% | 3.573% | 9.583% | 12.02% | 10.81% | 27.57% | 36.44% | 10955.0803 | 58.45% | MV | 3
4Ind | 1234476.1279 | 3291923.4252 | 3653623.0615 | 447377.9418 | 3812509.806 | 9785003.915 | 10427406.3014 | 1231291.7133 | 32204942.637 | 76040.4663 | 82763.6768 | 82763.6768 | 57.56% | 3.833% | 10.22% | 11.34% | 11.84% | 30.38% | 32.38% | 7791.5218 | 47.18% | Ind | 4
5Mun | 172833.1723 | 237212.7242 | 257967.6448 | 19203.3439 | 410676.4369 | 559743.4595 | 703543.2111 | 84552.3517 | 2341976.6488 | 15784.7652 | 16111.9549 | 16111.9549 | 21.21% | 7.38% | 10.13% | 11.01% | 17.54% | 23.9% | 30.04% | 1501.7939 | 17.8% | Mun | 5
6Comm | 784748.5945 | 2339281.9914 | 1340520.535 | 37591.6144 | 1874372.669 | 5236940.4456 | 3839072.5202 | 135948.2336 | 15414936.7556 | 55087.9093 | 56931.4059 | 56931.4059 | 38.44% | 5.091% | 15.18% | 8.696% | 12.16% | 33.97% | 24.9% | 5771.9695 | 30.49% | Comm | 6
7Dom | 2089384.6825 | 5935278.9216 | 6017588.0278 | 110.5873 | 6107538.4792 | 13869055.5477 | 16169673.7691 | 3239.4271 | 50188519.4279 | 196202.4877 | 196203.2588 | 174504.1975 | 42.43% | 4.163% | 11.83% | 11.99% | 12.17% | 27.63% | 32.22% | 17186.3477 | 33.34% | Dom | 7
8SSEG | 10554.5423 | 38431.1747 | 15598.1554 | 56.9868 | 37235.767 | 106187.8952 | 47230.6345 | 227.5643 | 255238.1691 | 1346.2802 | 1350.6647 | 1350.6647 | 27.47% | 4.135% | 15.06% | 6.111% | 14.59% | 41.6% | 18.5% | 116.8316 | 24.94% | SSEG | 8
9SSEG E | 1.4446e-05 | 3.5093e-05 | 1.9535e-05 | 3.6209e-07 | 4.4452e-05 | 0.00012082 | 8.9506e-05 | 4.8716e-07 | 0.00032385 | 2.5403e-06 | 2.5403e-06 | 2.5223e-06 | 17.92% | 4.461% | 10.84% | 6.032% | 13.73% | 37.31% | 27.64% | 2.3551e-07 | 15.7% | SSEG E | 9
10Res | 916954.4176 | 2416198.5199 | 2411748.7417 | 1146.9877 | 2594979.2844 | 6156672.7457 | 7062162.6635 | 296175.7919 | 21558716.3728 | 53641.5169 | 54708.8517 | 53691.5591 | 60.72% | 4.253% | 11.21% | 11.19% | 12.04% | 28.56% | 32.76% | 5928.1312 | 41.51% | Res | 10
11Res Poor | 0 | 0 | 0 | 0 | 0 | 0 | 0 | 0 | 0 | 0 | 0 | 0 | #DIV/0! | 0% | 0% | 0% | 0% | 0% | 0% | #DIV/0! | #DIV/0! | Res Poor | 11
12Lights | 3303.9238 | 14489.0823 | 56579.6944 | 7117.2024 | 8363.057 | 31284.0281 | 162580.5818 | 15858.8341 | 276600.3675 | 825.9809 | 1008.2382 | 1008.2382 | 40.42% | 1.194% | 5.238% | 20.46% | 3.024% | 11.31% | 58.78% | 84.0199 | 37.58% | Lights | 12
1 | 2 | 3 | 4 | 5 | 6 | 7 | 8 | 9 | 10 | 11 | 12 | 13 | 14 | 15 | 16 | 17 | 18 | 19 | 20 | 21 | 22
| 16.9% | 40.76% | 42.34%
| 14.38% | 36.28% | 49.34%
| 14.38% | 37.16% | 48.47%

## TotCosts
SWARTLAND
CATEGORISED TOTAL COST
ENERGY | [12 empty] | 283728360.4059
Eskom | [12 empty] | 283590876.3035
Capex | [12 empty] | 0
Opex | [12 empty] | 137484.1024
TOTAL NETWORK COSTS | [6 empty] | ALLOCATION RATIOS | [5 empty] | TOTAL COST
(System peak week demand) |  |  |  | TOTAL |  | Cost | CAPEX |  |  | SUPPORT
|  |  |  | CAPEX | SUPPORT | Type | Acc | MD | PODs | Demand | Units | PODs | Acc | MD | PODs
0 | 0 | 0 | 0 | 0.1 | 0 | R/y | 50% | 50% | 0% | 100% | 0% | 0% | 0.05 | 0.05 | 0
Energy | 0 | Energy | 0 |  |  | R/y | 50% | 50% | 0% | 0% | 100% | 0% | 0 | 0 | 0
HV | 0 | HV | 0 | 0 | 0 | R/y | 50% | 50% | 0% | 100% | 0% | 0% | 0 | 0 | 0
HV/MV | 0 | HV/MV | 0 | 0 | 0 | R/y | 50% | 50% | 0% | 100% | 0% | 0% | 0 | 0 | 0
MV | 0 | MV | 0 | 1567591.5907 | 3554880.5332 | R/y | 50% | 50% | 0% | 100% | 0% | 0% | 2561236.0619 | 2561236.0619 | 0
MV to LV | 0 | MV to LV | 0 | 2689251.0412 | 5103119.7124 | R/y | 50% | 50% | 0% | 100% | 0% | 0% | 3896185.3768 | 3896185.3768 | 0
LV | 0 | LV | 0 | 1906345.1011 | 10906494.7589 | R/y | 50% | 50% | 0% | 100% | 0% | 0% | 6406419.93 | 6406419.93 | 0
Lights | 0 | Lights | N7 | 1175670.5032 | 3329515.3231 | R/y | 0% | 0% | 100% | 0% | 0% | 100% | 0 | 0 | 4505185.8263
| 0 |  |  |  |  | R/y | 100% | 0% | 0% | 100% | 0% | 0% | 0 | 0 | 0
0 | 0 | 0 | 0 |  |  | R/y | 100% | 0% | 0% | 100% | 0% | 0% | 0 | 0 | 0
0 | 0 | 0 | 0 | 0 | 0 | R/y | 90% | 0% | 10% | 90% | 0% | 10% | 0 | 0 | 0
0 | 0 | 0 | 0 | 0 | 0 | R/y | 90% | 0% | 10% | 90% | 0% | 10% | 0 | 0 | 0
0 | 0 | 0 | 0 | 0 | 0 | R/y | 90% | 0% | 10% | 90% | 0% | 10% | 0 | 0 | 0
0 | 0 | 0 | 0 | 0 | 0 | R/y | 90% | 0% | 10% | 90% | 0% | 10% | 0 | 0 | 0
0 | 0 | 0 | 0 | 0 | 0 | R/y | 90% | 0% | 10% | 90% | 0% | 10% | 0 | 0 | 0
0 | 0 | 0 | 0 | 0 | 0 | R/y | 90% | 0% | 10% | 90% | 0% | 10% | 0 | 0 | 0
|  |  |  | 7338858.3362 | 22894010.3276 | [7 empty] | 12863841.4188 | 12863841.4188 | 4505185.8263 | 30232868.6639
Service connection / Metering Revenue requirement
Metering |  |  |  | Meter capex RR | Opex R/y | [9 empty] | Total cost R/Y
1 PH kWh Pre-paid |  |  |  | 5928550.7849 | 4280303.4626 | [9 empty] | 10208854.2474
3 PH kWh Pre-paid |  |  |  | 506549.3514 | 430345.1613 | [9 empty] | 936894.5127
1 PH kWh |  |  |  | 662830.949 | 1890467.3626 | [9 empty] | 2553298.3116
3 Ph kWh |  |  |  | 129834.3646 | 349326.6346 | [9 empty] | 479160.9992
3 TOU |  |  |  | 38968.4974 | 138888.9029 | [9 empty] | 177857.4003
3 PH TOU & ct's |  |  |  | 158753.2826 | 767045.532 | [9 empty] | 925798.8146
TOU RMU & CT/VT's |  |  |  | 45311.6825 | 29461.2824 | [9 empty] | 74772.9649
TOU at HV sub With CB |  |  |  | 12927.0413 | 5260.9433 | [9 empty] | 18187.9846
0 |  |  |  | 0 | 0 | [9 empty] | 0
0 |  |  |  | 0 | 0 | [9 empty] | 0
SUB-TOTAL |  |  |  | 7483725.9538 | 7891099.2817 | [9 empty] | 15374825.2355
0
Billing/ cust.service |  |  |  |  | 0
[5 empty] | 0 | [9 empty] | R/y
Small <50 kVa |  |  |  |  | 7328345.3588 | [9 empty] | 7328345.3588
Medium <500 kVa |  |  |  |  | 538362.1121 | [9 empty] | 538362.1121
Large <2000 kVa |  |  |  |  | 24391.8109 | [9 empty] | 24391.8109
Very large >2000kVa |  |  |  |  | 0 | [9 empty] | 0
Total |  |  |  |  | 7891099.2817 | [9 empty] | 7891099.2817
|  |  |  | 14822584.29 | 38813692.9935 | [9 empty] | 337227153.587 | 337227153.587
|  |  |  | 14822584.19 | 38813692.9935 | [9 empty] | 0.1
|  | Check |  | -0.1 | 0
Note on F5: From electricity purchase bills
Note on G5: From electricity purchase bills
Note on H5: From electricity purchase bills
Note on I5: From electricity purchase bills
Note on E19: From network levelised costs
Note on F19: From ringfencing cost & allocation

## AllocUnits
SWARTLAND
TOTAL ALLOCATION UNITS
0
NETWORK
(System peak week demand) | 0 | 0 | Max kVA | ∑kVA y | kWh | PODs
0 | 0 | 0 | kVA | kVA | kWh | PODs
0 | 0 | 0 | 34305.0813 | 386780.0775 | 178329962.3146
Energy | Energy | 0 | 34305.0813 | 386780.0775 | 178329962.3146
HV | HV | 0 | 34305.0813 | 386780.0775 | 178329962.3146
HV/MV | HV/MV | 0 | 34305.0813 | 386554.3487 | 178053361.947
MV | MV | 0 | 34001.3353 | 383131.6971 | 176476831.7334
MV to LV | MV to LV | 0 | 26664.0575 | 293140.0623 | 119110991.8439 |  | Total
LV | LV | 0 | 21145.1816 | 235432.4832 | 84552473.5973
Lights | LV | N6 |  |  |  | 8603
0 | 0 | N5/6
0 | 0 | 0
0 | 0 | 0
0 | 0 | 0
0 | 0 | 0
0 | 0 | 0
0 | 0 | 0
0 | 0 | 0
#REF! | #REF! | #REF!
#REF! | #REF! | #REF!
#REF! | #REF! | #REF!
#REF! | #REF! | #REF!
#REF! | #REF! | #REF!
#REF! | #REF! | #REF!
#REF! | #REF! | #REF!
#REF! | #REF! | #REF!
#REF! | #REF! | #REF!
#REF! | #REF! | #REF!
#REF! | #REF! | #REF!
#REF! | #REF! | #REF!
#REF! | #REF! | #REF!
#REF! | #REF! | #REF!
#REF! | #REF! | #REF!
#REF! | #REF! | #REF!
GRAND TOTAL | [5 empty] | 8603
Metering
Metering
1 PH kWh Pre-paid |  | 13560
3 PH kWh Pre-paid |  | 818
1 PH kWh |  | 5989
3 Ph kWh |  | 664
3 TOU |  | 66
3 PH TOU & ct's |  | 243
TOU RMU & CT/VT's |  | 7
TOU at HV sub With CB |  | 1
0 |  | 0
0
SUB-TOTAL |  | 21348
Billing/ cust.service |  | 0
0
Small <50 kVa |  | 21031
Medium <500 kVa |  | 309
Large <2000 kVa |  | 7
Very large >2000kVa |  | 0
Total |  | 21347
Note on E5: From purchase bills
Note on F5: From purchase bills
Note on G5: From purchase bills

## PUCosts
SWARTLAND | [5 empty] | Table 17
COST PER UNIT
NETWORK
(System peak week demand) |  |  | Max kVA | ∑kVA y | PODs
0 | 0 |  | All | All | R/PODs
0 | 0 | 0 | 1.2146e-07 | 1.2927e-07 | 0
Energy | Energy | 0 | 0 | 0 | 0
HV | HV | 0 | 0 | 0 | 0
HV/MV | HV/MV | 0 | 0 | 0 | 0
MV | MV | 0 | 6.2773 | 6.685 | 0
MV to LV | MV to LV | 0 | 12.1768 | 13.2912 | 0
LV | LV | 0 | 25.2478 | 27.2113 | 0
Lights | LV | N6 | 25.2478 | 27.2113 | 43.6397 | 4505185.8263
0 | 0
0 | 0 | 0
0 | 0 | 0 | #DIV/0! | #REF! | #REF!
0 | 0 | 0 | #DIV/0! | #REF! | #REF!
0 | 0 | 0 | #DIV/0! | #REF! | #REF!
0 | 0 | 0 | #DIV/0! | #REF! | #REF!
0 | 0 | 0 | #DIV/0! | #REF! | #REF!
0 | 0 | 0 | #DIV/0! | #REF! | #REF!
#REF! | #REF! | #REF! | #REF! | #REF! | #REF!
#REF! | #REF! | #REF! | #REF! | #REF! | #REF!
#REF! | #REF! | #REF! | #REF! | #REF! | #REF!
#REF! | #REF! | #REF! | #REF! | #REF! | #REF!
#REF! | #REF! | #REF! | #REF! | #REF! | #REF!
#REF! | #REF! | #REF! | #REF! | #REF! | #REF!
#REF! | #REF! | #REF! | #REF! | #REF! | #REF!
#REF! | #REF! | #REF! | #REF! | #REF! | #REF!
#REF! | #REF! | #REF! | #REF! | #REF! | #REF!
#REF! | #REF! | #REF! | #REF! | #REF! | #REF!
#REF! | #REF! | #REF! | #REF! | #REF! | #REF!
#REF! | #REF! | #REF! | #REF! | #REF! | #REF!
#REF! | #REF! | #REF! | #REF! | #REF! | #REF!
#REF! | #REF! | #REF! | #REF! | #REF! | #REF!
#REF! | #REF! | #REF! | #REF! | #REF! | #REF!
#REF! | #REF! | #REF! | #REF! | #REF! | #REF!
#REF! | #REF! | #REF! | #REF! | #REF! | #REF!
#REF! | #REF! | #REF! | #REF! | #REF! | #REF!
#REF! | #REF! | #REF! | #REF! | #REF! | #REF!
#REF! | #REF! | #REF! | #REF! | #REF! | #REF!
GRAND TOTAL | 0 | 0
Metering |  | R/C/m
1 PH kWh Pre-paid |  | 62.7388
3 PH kWh Pre-paid |  | 95.4457
1 PH kWh |  | 35.5276
3 Ph kWh |  | 60.1357
3 TOU |  | 224.5674
3 PH TOU & ct's |  | 317.4893
TOU RMU & CT/VT's |  | 890.1543
TOU at HV sub With CB |  | 1515.6654
NA |  | 0
0
AVERAGE |  | 60.0166
Billing/ cust.service
0 | 0 | R/C/m
Small <50 kVa | 0 | 29.0379
Medium <500 kVa | 0 | 145.1894
Large <2000 kVa | 0 | 290.3787
Very large >2000kVa | 0 | 0
NA | 0 | 0
AVERAGE |  | 30.8049
Note on H5: From TotcostTOU & allocation units

## Megaflex inc
[5 empty] | Back to menu |  |  | 399.0655 |  |  |  | increase
Non-municipal |  |  |  |  | Megaflex – Local Authority 2022/2023 | [16 empty] | #REF! | check value
[8 empty] | Active energy charge [c/kWh] | [11 empty] | Transmission network charges [R/kVA/m]
[6 empty] | Transmission zone |  | High demand season [Jun - Aug] | [5 empty] | Low demand season [Sep - May]
[7 empty] | Voltage | Peak |  | Standard |  | Off Peak |  | Peak |  | Standard |  | Off Peak
Tariff | Tariff nameBillcode | Tx zone | Voltage | Billcode |  |  |  |  | VAT incl |  | VAT incl |  | VAT incl |  | VAT incl |  | VAT incl |  | VAT incl |  | VAT incl
Megaflex | Me | 0 | 1 | Me01N |  | ≤ 300km | < 500V | 474.73 | 545.94 | 144.46 | 166.13 | 78.83 | 90.65 | 155.42 | 178.73 | 107.26 | 123.35 | 68.37 | 78.63 | 13.23 | 15.21
Megaflex | Me | 0 | 2 | Me02N |  |  | ≥ 500V & < 66kV | 467.25 | 537.34 | 141.57 | 162.81 | 76.89 | 88.42 | 152.42 | 175.28 | 104.9 | 120.64 | 66.57 | 76.56 | 12.07 | 13.88
Megaflex | Me | 0 | 3 | Me03N |  |  | ≥ 66kV & ≤ 132kV | 452.51 | 520.39 | 137.08 | 157.64 | 74.45 | 85.62 | 147.62 | 169.76 | 101.62 | 116.86 | 64.45 | 74.12 | 11.74 | 13.5
Megaflex | Me | 0 | 4 | Me04N |  |  | > 132kV* | 426.46 | 490.43 | 129.19 | 148.57 | 70.15 | 80.67 | 139.11 | 159.98 | 95.74 | 110.1 | 60.73 | 69.84 | 14.87 | 17.1
Megaflex | Me | 1 | 1 | Me11N |  | > 300km and ≤ 600km | < 500V | 478.61 | 550.4 | 144.98 | 166.73 | 78.72 | 90.53 | 156.13 | 179.55 | 107.48 | 123.6 | 68.19 | 78.42 | 13.28 | 15.27
Megaflex | Me | 1 | 2 | Me12N |  |  | ≥ 500V & < 66kV | 471.92 | 542.71 | 142.96 | 164.4 | 77.63 | 89.27 | 153.97 | 177.07 | 105.96 | 121.85 | 67.21 | 77.29 | 12.21 | 14.04
Megaflex | Me | 1 | 3 | Me13N |  |  | ≥ 66kV & ≤ 132kV | 456.93 | 525.47 | 138.41 | 159.17 | 75.16 | 86.43 | 149.06 | 171.42 | 102.58 | 117.97 | 65.06 | 74.82 | 11.84 | 13.62
Megaflex | Me | 1 | 4 | Me14N |  |  | > 132kV* | 430.71 | 495.32 | 130.51 | 150.09 | 70.85 | 81.48 | 140.48 | 161.55 | 96.72 | 111.23 | 61.33 | 70.53 | 15.01 | 17.26
Megaflex | Me | 2 | 1 | Me21N |  | > 600km and ≤ 900km | < 500V | 483.38 | 555.89 | 146.44 | 168.41 | 79.5 | 91.43 | 157.66 | 181.31 | 108.54 | 124.82 | 68.86 | 79.19 | 13.46 | 15.48
Megaflex | Me | 2 | 2 | Me22N |  |  | ≥ 500V & < 66kV | 476.68 | 548.18 | 144.39 | 166.05 | 78.42 | 90.18 | 155.53 | 178.86 | 106.97 | 123.02 | 67.9 | 78.09 | 12.28 | 14.12
Megaflex | Me | 2 | 3 | Me23N |  |  | ≥ 66kV & ≤ 132kV | 461.59 | 530.83 | 139.8 | 160.77 | 75.91 | 87.3 | 150.52 | 173.1 | 103.6 | 119.14 | 65.7 | 75.56 | 11.93 | 13.72
Megaflex | Me | 2 | 4 | Me24N |  |  | > 132kV* | 435.03 | 500.28 | 131.81 | 151.58 | 71.56 | 82.29 | 141.93 | 163.22 | 97.67 | 112.32 | 61.96 | 71.25 | 15.22 | 17.5
Megaflex | Me | 3 | 1 | Me31N |  | > 900km | < 500V | 488.22 | 561.45 | 147.92 | 170.11 | 80.32 | 92.37 | 159.28 | 183.17 | 109.61 | 126.05 | 69.55 | 79.98 | 13.52 | 15.55
Megaflex | Me | 3 | 2 | Me32N |  |  | ≥ 500V & < 66kV | 481.44 | 553.66 | 145.83 | 167.7 | 79.21 | 91.09 | 157.03 | 180.58 | 108.08 | 124.29 | 68.54 | 78.82 | 12.42 | 14.28
Megaflex | Me | 3 | 3 | Me33N |  |  | ≥ 66kV & ≤ 132kV | 466.23 | 536.16 | 141.25 | 162.44 | 76.7 | 88.21 | 152.08 | 174.89 | 104.65 | 120.35 | 66.39 | 76.35 | 12.02 | 13.82
Megaflex | Me | 3 | 4 | Me34N |  |  | > 132kV* | 439.32 | 505.22 | 133.14 | 153.11 | 72.36 | 83.21 | 143.38 | 164.89 | 98.69 | 113.49 | 62.64 | 72.04 | 15.31 | 17.61
* 132 kV or Transmission connected
Distribution network charges
[8 empty] | Network capacity charge [R/kVA/m] |  | Network demand charge [R/kVA/m] |  | Urban low voltage subsidy charge [R/kVA/m]
[6 empty] | Voltage | [8 empty] | Voltage |  | Ancillary service charge [c/kWh]
Tariff | Tariff nameBillcode | Tx zone | Voltage | Billcode |  |  |  |  | VAT incl |  | VAT incl |  | VAT incl |  |  |  |  | VAT incl
Megaflex | Me | 0 | 1 | Me01N |  | < 500V |  | 26.38 | 30.34 | 49.98 | 57.48 | 0 | 0 |  | < 500V |  | 0.62 | 0.71
Megaflex | Me | 0 | 2 | Me02N |  | ≥ 500V & < 66kV |  | 24.18 | 27.81 | 45.84 | 52.72 | 0 | 0 |  | ≥ 500V & < 66kV |  | 0.6 | 0.69
Megaflex | Me | 0 | 3 | Me03N |  | ≥ 66kV & ≤ 132kV |  | 8.65 | 9.95 | 16 | 18.4 | 21.18 | 24.36 |  | ≥ 66kV & ≤ 132kV |  | 0.55 | 0.63
Megaflex | Me | 0 | 4 | Me04N |  | > 132kV* |  | 0 | 0 | 0 | 0 | 21.18 | 24.36 |  | > 132kV* |  | 0.52 | 0.6
[6 empty] | * 132 kV or Transmission connected | [8 empty] | * 132 kV or Transmission connected
[6 empty] | Customer categories |  | Service charge [R/account/day] |  | Administration charge [R/POD/day] |  |  |  |  | Reactive energy charge [c/kVArh]
[15 empty] | High season |  | Low season
Tariff | Tariff nameBillcode | Tx zone | Voltage | Billcode |  |  |  |  | VAT incl |  | VAT incl |  |  |  |  | VAT incl |  | VAT incl
Megaflex | Me | 0 | 1 | Me01N |  | > 1 MVA |  | 301.23 | 346.41 | 135.78 | 156.15 |  |  |  | 21.19 | 24.16 | 0 | 0
Megaflex | Me | 0 | 1 | Me01N |  | Key customers |  | 5902.88 | 6788.31 | 188.51 | 216.79
Electrification and rural network subsidy charge [c/kWh]
Tariff | Tariff nameBillcode | Tx zone | Voltage | Billcode |  |  | VAT incl
Megaflex | Me | 0 | 1 | Me01N |  | 11.73 | 13.49

## TariffCostCateg
SWARTLAND | 2023/2024 |  |  | Eskom adjust |  |  | 0% |  | Notice: 2022/2023 tariff revenue compared with 2021/2022 costs escaleted to 2022/2023.
COSTS PER TARIFF COST CATEGORY |  |  |  | Cost increase |  |  | 6.5% |  | Megaflex |  |  | 2023/2024 | 2022/2023
|  |  |  | + Surplus |  |  | 15% |  | > 900km |  |  | 18.49%
FOR ALL LOAD FACTORS | [8 empty] | ≥ 500V & < 66kV | Transmission network access | R/kVA/m | 14.7165 | 12.42
|  |  | Access | Demand | Peak | Standard | Off-peak |  |  | Network access charge: | R/kVA/m | 28.6509 | 24.18
HIGH SEASON | Access / Demand | R/kVA/m | 49.8724 | 62.4632 | [5 empty] | Network demand High: | R/kVA/m | 54.3158 | 45.84
0 | Energy | c/kWh |  |  | 6.5603 | 1.9871 | 1.0793 |  |  | Network demand Low: | R/kVA/m | 54.3158 | 45.84
LOW SEASON | Access / Demand | R/kVA/m | 49.8724 | 62.4632 |  |  |  |  | TOU: High Demand Season | Peak | c/kWh | 570.4583 | 481.44
0 | Energy | c/kWh |  |  | 2.1397 | 1.4727 | 0.93395 |  | (June -Aug) | Standard | c/kWh | 172.794 | 145.83
0 | Super Peak | c/kvarh |  |  | 0 | 0 |  |  |  | Off-peak | c/kWh | 93.8559 | 79.21
Fixed charges (R/m) | 0 | R/m | [6 empty] | TOU: Low Demand Season | Peak | c/kWh | 186.0648 | 157.03
Reactive energy - Hi | Total excess for year | c/kvarh | 0.28874 | [5 empty] | (Sept-May) | Standard | c/kWh | 128.064 | 108.08
Transmission network |  | R/m | [7 empty] | Off-peak | c/kWh | 81.213 | 68.54
National levies |  | c/kWh | 0.16801 | [5 empty] | Electrification and rural |  | c/kWh | 13.8989 | 11.73
[9 empty] | Affordability |  | c/kWh | 0
[9 empty] | Urban low voltage subsidy charge [R/kVA/m] |  | R/kVA/m | 0 | 0
TOTAL COSTS PER SUPPLY POSITION |  |  | Acc % | Acc | DM |  |  |  | Reliability service |  | c/kWh | 0.71094 | 0.6
Total Network Charges (including losses) |  |  |  | R/KVA/m | R/KVA/m | c/kWh | R/pod/m |  | REACTIVE ENERGY (c/kvarh) | High Demand | c/kvarh | 25.108 | 21.19
|  | Total losses |  | All | All | All |  |  |  | Low demand | c/kvarh | 0
S0 |  | 0% |  |  |  | 0 | 0
S1 | Non-Tech | 0% |  | 0 | 0 | 0 | 0 |  | 46.2 | 52.96 | 2.3627 | 0.934 | 0.5317 | 0.0808 | 1.2813 | 0.7166 | 0.5115
S2 |  | 0% |  | 0 | 0 | 0 | 0 |  | 41.7 | 49.58 | 2.0881 | 0.8765 | 0.5029 | 0.0808 | 1.2812 | 0.7165 | 0.4448
S3 |  | 0.8933% |  | 0 | 0 | 0 | 0
S4 |  | 2.396% |  | 7.695 | 8.1948 | 0 | 0
S5 |  | 4.225% |  | 22.7101 | 24.5841 | 0 | 0 |  |  |  | 6.7283 | 2.1551 | 1.2474
S6 |  | 7.949% |  | 53.9342 | 58.2365 | 0 | 0 | 112.1707 | 56.98 |  | 2.3078 | 1.6407 | 1.102
S7 Lights |  | 7.949% |  | 53.9342 | 58.2365 | 0 | 43.6397 |  | 41.43
98.41
S9 | 0% | #REF! |  | #REF! | 0 | 0 | 0 |  |  | 0
S10 | 0% | #REF! |  | #REF! | #DIV/0! | #REF! | #REF!
S11 | 0% | #REF! |  | #REF! | #DIV/0! | #REF! | #REF!
S12 | 0.8933% | #REF! |  | #REF! | #DIV/0! | #REF! | #REF!
S13 | 0.8933% | #REF! |  | #REF! | #DIV/0! | #REF! | #REF!
S14 | 0.8933% | #REF! |  | #REF! | #DIV/0! | #REF! | #REF!
S15 | 0.8933% | #REF! |  | #REF! | #DIV/0! | #REF! | #REF!
S16 | 0.8933% | #REF! |  | #REF! | #REF! | #REF! | #REF!
S17 | 0.8933% | #REF! |  | #REF! | #REF! | #REF! | #REF!
S18 | 0.8933% | #REF! |  | #REF! | #REF! | #REF! | #REF!
S19 | 0.8933% | #REF! |  | #REF! | #REF! | #REF! | #REF!
S20 | 0.8933% | #REF! |  | #REF! | #REF! | #REF! | #REF!
S21 | 0.8933% | #REF! |  | #REF! | #REF! | #REF! | #REF!
S22 | 0.8933% | #REF! |  | #REF! | #REF! | #REF! | #REF!
S23 | 0.8933% | #REF! |  | #REF! | #REF! | #REF! | #REF!
S24 | 0.8933% | #REF! |  | #REF! | #REF! | #REF! | #REF!
S25 | 0.8933% | #REF! |  | #REF! | #REF! | #REF! | #REF!
S26 | 0.8933% | #REF! |  | #REF! | #REF! | #REF! | #REF!
S27 | 0.8933% | #REF! |  | #REF! | #REF! | #REF! | #REF!
S28 | 0.8933% | #REF! |  | #REF! | #REF! | #REF! | #REF!
S29 | 0.8933% | #REF! |  | #REF! | #REF! | #REF! | #REF!
S30 | 0.8933% | #REF! |  | #REF! | #REF! | #REF! | #REF!
S31 | 0.8933% | #REF! |  | #REF! | #REF! | #REF! | #REF!
S32 | 0.8933% | #REF! |  | #REF! | #REF! | #REF! | #REF!
S33 | 0.8933% | #REF! |  | #REF! | #REF! | #REF! | #REF!
S34 | 0.8933% | #REF! |  | #REF! | #REF! | #REF! | #REF!
S35 | 0.8933% | #REF! |  | #REF! | #REF! | #REF! | #REF!
0
Metering | R/C/m | [6 empty] | ;
1;1 PH kWh Pre-paid | 76.2276 | [6 empty] | 1
2;3 PH kWh Pre-paid | 115.9665 | [6 empty] | 2
3;1 PH kWh | 43.166 | [6 empty] | 3
4;3 Ph kWh | 73.0648 | [6 empty] | 4
5;3 TOU | 272.8494 | [6 empty] | 5
6;3 PH TOU & ct's | 385.7495 | [6 empty] | 6
7;TOU RMU & CT/VT's | 1081.5375 | [6 empty] | 7
8;TOU at HV sub With CB | 1841.5334 | [6 empty] | 8
9;NA | 0 | [6 empty] | 9
10;0 | 0 | [6 empty] | 10
AVERAGE | 72.9202
Billing/ cust.service | 0
0 | R/C/m
1;Small <50 kVa | 35.281 | [6 empty] | 1
2;Medium <500 kVa | 176.4051 | [6 empty] | 2
3;Large <2000 kVa | 352.8101 | [6 empty] | 3
4;Very large >2000kVa | 0 | [6 empty] | 4
5;NA | [7 empty] | 5
NA | 37.4279
0
Note on C20: From losses

## CosTariffs
| SWARTLAND | [7 empty] | CHARGES APPLICABLE FOR ALL MONTHS OF THE YEAR | [9 empty] | HIGH SEASON CHARGES | [6 empty] | LOW SEASON CHARGES | [6 empty] | Basic adjust | Cap/MD djust | kWh adjust
1 | year | 2023-06-30 |  |  |  | 57600 |  |  | 2021/2022 TARIFF RATES | [9 empty] | Months in year. |  | 3 |  |  |  |  | Months in year. |  | 9 |  |  |  |  | -16.17% | -16.17% | 0%
1 | TARIFF CHARGES | 347 | 2022/2023 |  |  |  |  | CHARGES | Customer service | Basic | Access | MD (aLL hours) | ALL Energy | Block 1 kWh | Block 2 kWh | BLock 3 energy |  |  | Energy Peak | Energy Standard | Energy Off-Peak | Energy TotaL | MD (aLL hours) | MD (P&St) | Reactive energy | Energy Peak | Energy Standard | Energy Off-Peak | Energy TotaL | MD (aLL hours) | MD (P&St) | Reactive energy | COST | Actual | % Overcharge | [6 empty] | #DIV/0!
1 | TARIFF NAME | TARIFF CODE |  | Network | Profile | Meter | Size | Capacity (Amps) | R/cust/m | R/POS/m | R/kVA/m | R/kVA/m | R/ kWh | 50 | 350 | >350 |  |  | c/kWh | c/kWh | c/kWh | c/kWh | R/kVA/m | R/kVA/m | c/kvarh | c/kWh | c/kWh | c/kWh | c/kWh | R/kVA/m | R/kVA/m | c/kvarh | c/kWh | c/kWh | % of cost
1 | 1 | Pre-paid meter system (Indigent Residential) |  | S6 | 7Dom | 1;1 PH kWh Pre-paid | 1;Small <50 kVa | 20 |  | 93.4827 | 93.9438 | 109.2318 | 0.18137 | [5 empty] | 7.0818 | 2.1451 | 1.1651 |  |  |  | 0.25108 | 2.3098 | 1.5898 | 1.0082 |  |  |  |  | 302.6551 | 158.2244 | -47.72%
1 | 1 | Households Alternative <20 Amp:- |  | S6 | 7Dom | 1;1 PH kWh Pre-paid | 1;Small <50 kVa | 20 |  | 93.4827 | 93.9438 | 109.2318 | 0.18137 | [5 empty] | 7.0818 | 2.1451 | 1.1651 |  |  |  | 0.25108 | 2.3098 | 1.5898 | 1.0082 |  |  |  |  | 297.5638 | 253.4155 | -14.84%
1 | 1 | Pre-paid Meter System (Non-Indigent Residential) |  | S6 | 7Dom | 3;1 PH kWh | 1;Small <50 kVa | 30 |  | 65.7657 | 93.9438 | 109.2318 | 0.18137 | [5 empty] | 7.0818 | 2.1451 | 1.1651 |  |  |  | 0.25108 | 2.3098 | 1.5898 | 1.0082 |  |  |  |  | 291.2455 | 300.6229 | 3.22% | #REF!
1 | 1 | Residential Consumers (Houses, Flats & Farms) Network charge per month |  | S6 | 7Dom | 3;1 PH kWh | 1;Small <50 kVa | 40 |  | 65.7657 | 93.9438 | 109.2318 | 0.18137 | [5 empty] | 7.0818 | 2.1451 | 1.1651 |  |  |  | 0.25108 | 2.3098 | 1.5898 | 1.0082 |  |  |  |  | 282.747 | 341.9109 | 20.92% | #REF!
1 | 1 | Residential Consumers (Houses, Flats & Farms) Network charge per month |  | S6 | 7Dom | 4;3 Ph kWh | 1;Small <50 kVa | 30 |  | 90.8312 | 93.9438 | 109.2318 | 0.18137 | [5 empty] | 7.0818 | 2.1451 | 1.1651 |  |  |  | 0.25108 | 2.3098 | 1.5898 | 1.0082 |  |  |  |  | 0 | 0 | 0% | #REF!
1 | 1 | Net Metering Residential (for Approved SSEG Households) |  | S6 | 8SSEG | 4;3 Ph kWh | 1;Small <50 kVa | 40 |  | 90.8312 | 93.9438 | 109.2318 | 0.18137 | [5 empty] | 7.0818 | 2.1451 | 1.1651 |  |  |  | 0.25108 | 2.3098 | 1.5898 | 1.0082 |  |  |  |  | 341.8371 | 389.3015 | 13.89% | #REF!
1 | 1 | Commercial Pre-paid:- |  | S6 | 6Comm | 1;1 PH kWh Pre-paid | 1;Small <50 kVa | 30 |  | 93.4827 | 93.9438 | 109.2318 | 0.18137 | [5 empty] | 7.0818 | 2.1451 | 1.1651 |  |  |  | 0.25108 | 2.3098 | 1.5898 | 1.0082 |  |  |  |  | 305.9405 | 356.74 | 16.6% | #REF!
1 | 1 | Commercial Alternative < 15 AMP:- |  | S6 | 6Comm | 2;3 PH kWh Pre-paid | 1;Small <50 kVa | 20 |  | 126.7976 | 93.9438 | 109.2318 | 0.18137 | [5 empty] | 7.0818 | 2.1451 | 1.1651 |  |  |  | 0.25108 | 2.3098 | 1.5898 | 1.0082 |  |  |  |  | 392.8927 | 356.74 | -9.202% | #REF!
1 | 1 | Commercial Alternative < 15 AMP:-Dept |  | S6 | 6Comm | 3;1 PH kWh | 1;Small <50 kVa | 20 |  | 65.7657 | 93.9438 | 109.2318 | 0.18137 | [5 empty] | 7.0818 | 2.1451 | 1.1651 |  |  |  | 0.25108 | 2.3098 | 1.5898 | 1.0082 |  |  |  |  | 306.2838 | 0 | 0% | #REF!
1 | 1 | Commerce / Non Standard (per kWh ) |  | S6 | 6Comm | 3;1 PH kWh | 1;Small <50 kVa | 60 |  | 65.7657 | 93.9438 | 109.2318 | 0.18137 | [5 empty] | 7.0818 | 2.1451 | 1.1651 |  |  |  | 0.25108 | 2.3098 | 1.5898 | 1.0082 |  |  |  |  | 291.875 | 287.9838 | -1.333% | #REF!
1 | 1 | Commerce / Non Standard (per kWh )-Dept |  | S6 | 6Comm | 3;1 PH kWh | 1;Small <50 kVa | 30 |  | 65.7657 | 93.9438 | 109.2318 | 0.18137 | [5 empty] | 7.0818 | 2.1451 | 1.1651 |  |  |  | 0.25108 | 2.3098 | 1.5898 | 1.0082 |  |  |  |  | 300.5524 | 291.2337 | -3.101% | #REF!
1 | 1 | Commerce Basic < 20KVA (Basic per month) |  | S6 | 6Comm | 3;1 PH kWh | 1;Small <50 kVa | 30 |  | 65.7657 | 93.9438 | 109.2318 | 0.18137 | [5 empty] | 7.0818 | 2.1451 | 1.1651 |  |  |  | 0.25108 | 2.3098 | 1.5898 | 1.0082 |  |  |  |  | 305.3597 | 514.104 | 68.36% | #REF!
1 | 1 | Commerce Basic < 20KVA (Basic per month)-Dept |  | S6 | 6Comm | 3;1 PH kWh | 1;Small <50 kVa | 30 |  | 65.7657 | 93.9438 | 109.2318 | 0.18137 | [5 empty] | 7.0818 | 2.1451 | 1.1651 |  |  |  | 0.25108 | 2.3098 | 1.5898 | 1.0082 |  |  |  |  | 314.2763 | 623.6568 | 98.44% | #REF!
1 | 1 | Commerce Basic 20 to 40 KVA (Basic per month) |  | S6 | 6Comm | 4;3 Ph kWh | 1;Small <50 kVa | 80 |  | 90.8312 | 93.9438 | 109.2318 | 0.18137 | [5 empty] | 7.0818 | 2.1451 | 1.1651 |  |  |  | 0.25108 | 2.3098 | 1.5898 | 1.0082 |  |  |  |  | 293.2911 | 361.1319 | 23.13% | #REF!
1 | 1 | Commerce Basic 20 to 40 KVA (Basic per month)-Dept |  | S6 | 6Comm | 4;3 Ph kWh | 1;Small <50 kVa | 60 |  | 90.8312 | 93.9438 | 109.2318 | 0.18137 | [5 empty] | 7.0818 | 2.1451 | 1.1651 |  |  |  | 0.25108 | 2.3098 | 1.5898 | 1.0082 |  |  |  |  | 303.112 | 476.0487 | 57.05% | #REF!
1 | 1 | Commerce Basic >40 KVA (Basic per month) |  | S6 | 6Comm | 4;3 Ph kWh | 1;Small <50 kVa | 150 |  | 90.8312 | 93.9438 | 109.2318 | 0.18137 | [5 empty] | 7.0818 | 2.1451 | 1.1651 |  |  |  | 0.25108 | 2.3098 | 1.5898 | 1.0082 |  |  |  |  | 290.2056 | 372.6327 | 28.4% | #REF!
1 | 1 | Commerce Basic >40 KVA (Basic per month)-Dept |  | S6 | 6Comm | 4;3 Ph kWh | 1;Small <50 kVa | 60 |  | 90.8312 | 93.9438 | 109.2318 | 0.18137 | [5 empty] | 7.0818 | 2.1451 | 1.1651 |  |  |  | 0.25108 | 2.3098 | 1.5898 | 1.0082 |  |  |  |  | 301.6844 | 617.7735 | 104.8% | #REF!
1 | 1 | Net Metering Commercial;Basic Charge <= 20 kVA per month |  | S6 | 8SSEG | 4;3 Ph kWh | 1;Small <50 kVa | 30 |  | 90.8312 | 93.9438 | 109.2318 | 0.18137 | [5 empty] | 7.0818 | 2.1451 | 1.1651 |  |  |  | 0.25108 | 2.3098 | 1.5898 | 1.0082 |  |  |  |  | 0 | 0 | 0% | #REF!
1 | 1 | Net Metering CommercialBasic Charge 21 - 40 kVA per month |  | S6 | 8SSEG | 4;3 Ph kWh | 1;Small <50 kVa | 40 |  | 90.8312 | 93.9438 | 109.2318 | 0.18137 | [5 empty] | 7.0818 | 2.1451 | 1.1651 |  |  |  | 0.25108 | 2.3098 | 1.5898 | 1.0082 |  |  |  |  | 0 | 0 | 0% | #REF!
1 | 1 | Net Metering CommercialBasic Charge 41 - 50 kVA per month |  | S6 | 8SSEG | 4;3 Ph kWh | 1;Small <50 kVa | 150 |  | 90.8312 | 93.9438 | 109.2318 | 0.18137 | [5 empty] | 7.0818 | 2.1451 | 1.1651 |  |  |  | 0.25108 | 2.3098 | 1.5898 | 1.0082 |  |  |  |  | 0 | 0 | 0% | #REF!
1 | 1 | Sports Grounds including maintenance of Floodlighting:- |  | S6 | 6Comm | 4;3 Ph kWh | 1;Small <50 kVa | 90 |  | 90.8312 | 93.9438 | 109.2318 | 0.18137 | [5 empty] | 7.0818 | 2.1451 | 1.1651 |  |  |  | 0.25108 | 2.3098 | 1.5898 | 1.0082 |  |  |  |  | 22907.3955 | 528.9024 | -97.69% | #REF!
1 | 1 | Bulk Industrial |  | S5 | 4Ind | 6;3 PH TOU & ct's | 2;Medium <500 kVa | 0 |  | 471.2797 | 63.4201 | 76.0589 | 0.17511 | [5 empty] | 6.8374 | 2.0711 | 1.1249 |  |  |  | 0.25108 | 2.2302 | 1.535 | 0.97341 |  |  |  |  | 215.9553 | 196.3171 | -9.094% | #REF!
1 | 1 | Bulk Industrial-Dept |  | S5 | 5Mun | 6;3 PH TOU & ct's | 2;Medium <500 kVa | 0 |  | 471.2797 | 63.4201 | 76.0589 | 0.17511 | [5 empty] | 6.8374 | 2.0711 | 1.1249 |  |  |  | 0.25108 | 2.2302 | 1.535 | 0.97341 |  |  |  |  | 315.9475 | 398.9361 | 26.27% | #REF!
1 | 1 | Bulk Industrial mv |  | S4 | 3MV | 6;3 PH TOU & ct's | 3;Large <2000 kVa | 0 |  | 619.1681 | 49.4176 | 60.6548 | 0.17204 | [5 empty] | 6.7174 | 2.0347 | 1.1052 |  |  |  | 0.25108 | 2.191 | 1.508 | 0.95632 |  |  |  |  | 203.272 | 199.3375 | -1.936% | #REF!
1 | 1 | Net Metering Industrial (for Approved SSEG) |  | S5 | 4Ind | 6;3 PH TOU & ct's | 2;Medium <500 kVa | 0 |  | 471.2797 | 63.4201 | 76.0589 | 0.17511 | [5 empty] | 6.8374 | 2.0711 | 1.1249 |  |  |  | 0.25108 | 2.2302 | 1.535 | 0.97341 |  |  |  |  | 0 | 0 | 0% | #REF!
1 | 1 | Bulk Time Of Use Tariff: Alternative |  | S5 | 4Ind | 6;3 PH TOU & ct's | 2;Medium <500 kVa | 0 |  | 471.2797 | 63.4201 | 76.0589 | 0.17511 | [5 empty] | 6.8374 | 2.0711 | 1.1249 |  |  |  | 0.25108 | 2.2302 | 1.535 | 0.97341 |  |  |  |  | 267.8418 | 283.2575 | 5.756% | #REF!
1 | 1 | Bulk Time Of Use Tariff: Alternative MV |  | S4 | 3MV | 6;3 PH TOU & ct's | 3;Large <2000 kVa | 0 |  | 619.1681 | 49.4176 | 60.6548 | 0.17204 | [5 empty] | 6.7174 | 2.0347 | 1.1052 |  |  |  | 0.25108 | 2.191 | 1.508 | 0.95632 |  |  |  |  | 230.2778 | 238.1791 | 3.431% | #REF!
1 | 1 | Net Metering Time of Use Bulk Consumers (for Approved SSEG) |  | S5 | 4Ind | 6;3 PH TOU & ct's | 2;Medium <500 kVa | 0 |  | 471.2797 | 63.4201 | 76.0589 | 0.17511 | [5 empty] | 6.8374 | 2.0711 | 1.1249 |  |  |  | 0.25108 | 2.2302 | 1.535 | 0.97341 |  |  |  |  | 0 | 0 | 0% | #REF!
1 | 1 | Net Metering Commercial;Basic Charge <= 20 kVA per month |  | S6 | 8SSEG | 3;1 PH kWh | 1;Small <50 kVa | 0 |  | 65.7657 | 93.9438 | 109.2318 | 0.18137 | [5 empty] | 7.0818 | 2.1451 | 1.1651 |  |  |  | 0.25108 | 2.3098 | 1.5898 | 1.0082 |  |  |  |  | 0 | 0 | 0% | #REF!
1 | 1 | Net Metering CommercialBasic Charge 21 - 40 kVA per month |  | S6 | 8SSEG | 4;3 Ph kWh | 1;Small <50 kVa | 0 |  | 90.8312 | 93.9438 | 109.2318 | 0.18137 | [5 empty] | 7.0818 | 2.1451 | 1.1651 |  |  |  | 0.25108 | 2.3098 | 1.5898 | 1.0082 |  |  |  |  | 0 | 0 | 0% | #REF!
1 | 1 | Net Metering CommercialBasic Charge 41 - 50 kVA per month |  | S6 | 8SSEG | 4;3 Ph kWh | 1;Small <50 kVa | 0 |  | 90.8312 | 93.9438 | 109.2318 | 0.18137 | [5 empty] | 7.0818 | 2.1451 | 1.1651 |  |  |  | 0.25108 | 2.3098 | 1.5898 | 1.0082 |  |  |  |  | 0 | 0 | 0% | #REF!
1 | 1 | Streetlights - Internal Tariff |  | S6 | 9SSEG E | NA | NA | 0 |  | 43.6397 | 93.9438 | 109.2318 | 0.18137 | [5 empty] | 7.0818 | 2.1451 | 1.1651 |  |  |  | 0.25108 | 2.3098 | 1.5898 | 1.0082 |  |  |  |  | 2122.6436 | 0 | 0% | #REF!
1 | 1 | Wheeling Charges: |  | S6 | NA | NA | NA | 0 |  | 0 | 93.9438 | 109.2318 | 0.18137 | [5 empty] | 7.0818 | 2.1451 | 1.1651 |  |  |  | 0.25108 | 2.3098 | 1.5898 | 1.0082 |  |  |  |  | 0 | 0 | 0% | #REF!
1 | 1 | Availability | 0 | S6 | 7Dom | NA | NA | 40 |  |  | 93.9438 | 109.2318 | 0.18137 | [5 empty] | 7.0818 | 2.1451 | 1.1651 |  |  |  | 0.25108 | 2.3098 | 1.5898 | 1.0082 |  |  |  |  | 0 | 0 | 0%
0 | 0 | 0 | 0 | NA | NA | NA | NA | [25 empty] | 0 | 0 | 0%
0 | 0 | 0 | 0 | NA | NA | NA | NA | [25 empty] | 0 | 0 | 0%
0 | 0 | 0 | 0 | NA | NA | NA | NA | [25 empty] | 0 | 0 | 0%
0 | 0 | 0 | 0 | NA | NA | NA | NA | [25 empty] | 0 | 0 | 0%
0 | 0 | 0 | 0 | NA | NA | NA | NA | [25 empty] | 0 | 0 | 0%
0 | 0 | 0 | 0 | NA | NA | NA | NA | [25 empty] | 0 | 0 | 0%
0 | 0 | 0 | 0 | NA | NA | NA | NA | [25 empty] | 0 | 0 | 0%
0 | 0 | 0 | 0 | NA | NA | NA | NA | [25 empty] | 0 | 0 | 0%
0 | 0 | 0 | 0 | NA | NA | NA | NA | [25 empty] | 0 | 0 | 0%
0 | 0 | 0 | 0 | NA | NA | NA | NA | [25 empty] | 0 | 0 | 0%
0 | 0 | 0 | 0 | NA | NA | NA | NA | [25 empty] | 0 | 0 | 0%
0 | 0 | 0 | 0 | NA | NA | NA | NA | [25 empty] | 0 | 0 | 0%
0 | 0 | 0 | 0 | NA | NA | NA | NA | [25 empty] | 0 | 0 | 0%
0 | 0 | 0 | 0 | NA | NA | NA | NA | [25 empty] | 0 | 0 | 0%
0 | 0 | 0 | 0 | NA | NA | NA | NA | [25 empty] | 0 | 0 | 0%
0 | 0 | 0 | 0 | NA | NA | NA | NA | [25 empty] | 0 | 0 | 0%
0 | 0 | 0 | 0 | NA | NA | NA | NA | [25 empty] | 0 | 0 | 0%
0 | 0 | 0 | 0 | NA | NA | NA | NA | [25 empty] | 0 | 0 | 0%
0 | 0 | 0 | 0 | NA | NA | NA | NA | [25 empty] | 0 | 0 | 0%
0 | 0 | 0 | 0 | NA | NA | NA | NA | [25 empty] | 0 | 0 | 0%
0 | 0 | 0 | 0 | NA | NA | NA | NA | [25 empty] | 0 | 0 | 0%
0 | 0 | 0 | 0 | NA | NA | NA | NA | [25 empty] | 0 | 0 | 0%
0 | 0 | 0 | 0 | NA | NA | NA | NA | [25 empty] | 0 | 0 | 0%
0 | 0 | 0 | 0 | NA | NA | NA | NA | [25 empty] | 0 | 0 | 0%
0 | 0 | 0 | 0 | NA | NA | NA | NA | [25 empty] | 0 | 0 | 0%
0 | 0 | 0 | 0 | NA | NA | NA | NA | [25 empty] | 0 | 0 | 0%
0 | 0 | 0 | 0 | NA | NA | NA | NA | [25 empty] | 0 | 0 | 0%
0 | 0 | 0 | 0 | NA | NA | NA | NA | [25 empty] | 0 | 0 | 0%
0 | 0 | 0 | 0 | NA | NA | NA | NA | [25 empty] | 0 | 0 | 0%
0 | 0 | 0 | 0 | NA | NA | NA | NA | [25 empty] | 0 | 0 | 0%
0 | 0 | 0 | 0 | NA | NA | NA | NA | [25 empty] | 0 | 0 | 0%
0 | 0 | 0 | 0 | NA | NA | NA | NA | [25 empty] | 0 | 0 | 0%
0 | 0 | 0 | 0 | NA | NA | NA | NA | [25 empty] | 0 | 0 | 0%
0 | 0 | 0 | 0 | NA | NA | NA | NA | [25 empty] | 0 | 0 | 0%
0 | 0 | 0 | 0 | NA | NA | NA | NA | [25 empty] | 0 | 0 | 0%
0 | 0 | 0 | 0 | NA | NA | NA | NA | [25 empty] | 0 | 0 | 0%
0 | 0 | 0 | 0 | NA | NA | NA | NA | [25 empty] | 0 | 0 | 0%
0 | 0 | 0 | 0 | NA | NA | NA | NA | [25 empty] | 0 | 0 | 0%
0 | 0 | 0 | 0 | NA | NA | NA | NA | [25 empty] | 0 | 0 | 0%
0 | 0 | 0 | 0 | NA | NA | NA | NA | [25 empty] | 0 | 0 | 0%
0 | 0 | 0 | 0 | NA | NA | NA | NA | [25 empty] | 0 | 0 | 0%
0 | 0 | 0 | 0 | NA | NA | NA | NA | [25 empty] | 0 | 0 | 0%
0 | 0 | 0 | 0 | NA | NA | NA | NA | [25 empty] | 0 | 0 | 0%
0 | 0 | 0 | 0 | NA | NA | NA | NA | [25 empty] | 0 | 0 | 0%
0 | 0 | 0 | 0 | NA | NA | NA | NA | [25 empty] | 0 | 0 | 0%
0 | 0 | 0 | 0 | NA | NA | NA | NA | [25 empty] | 0 | 0 | 0%
0 | 0 | 0 | 0 | NA | NA | NA | NA | [25 empty] | 0 | 0 | 0%
0 | 0 | 0 | 0 | NA | NA | NA | NA | [25 empty] | 0 | 0 | 0%
0 | 0 | 0 | 0 | NA | NA | NA | NA | [25 empty] | 0 | 0 | 0%
0 | 0 | 0 | 0 | NA | NA | NA | NA | [25 empty] | 0 | 0 | 0%
1 | 1 | 0 | [5 empty] | 0 | [24 empty] | 0 | 0 | 0%
0 |  | Total | [6 empty] | 0 | 33 | 34 | 34 | 34 | 0 | 0 | 0 | 0 | 0 | 34 | 34 | 34 | 0 | 0 | 0 | 34 | 34 | 34 | 34 | 0 | 0 | 0 | 0 | 259.1889 | #REF! | #REF!
1 | 1 | 1 | [7 empty] | #N/A | #N/A | #N/A | #N/A | [5 empty] | #N/A | #N/A | #N/A |  |  |  | 34 | #N/A | #N/A | #N/A |  |  |  |  | #REF!
1 | SWARTLAND |  |  | 0 |  |  |  |  | QUANTITIES CHARGEBLE FOR ALL MONTHS OF THE YEAR | QUANTITIES CHARGEBLE FOR ALL MONTHS OF THE YEAR | [8 empty] | HIGH SEASON QUANTITIES | [6 empty] | LOW SEASON QUANTITIES | [8 empty] | TOTAL QUANTITIES FOR THE YEAR
1 | CONSUMPTION | [6 empty] | CHARGABLE QUANTITIES | Number of customers | Number of POD's | Highest MD in year | Σ MDs all hours / 12 | ALL Energy | Block 1 kWh | Block 2 kWh | BLock 3 energy | 0 | 0 | Energy Peak | Energy Standard | Energy Off-Peak | Energy total | Σ MDs all hours | Σ MDs (P & St) | Reactive energy | Energy Peak | Energy Standard | Energy Off-Peak | Energy total | Σ MDs all hours | Σ MDs (P & St) | Reactive energy |  |  | Number of customers | Number of POD's | Highest MD in year | Σ MDs all hours | Energy | Reactive energy | Others | TOTAL
1 | TARIFF NAME | TARIFF CODE | 0 | Network | Profile | Meter | Size | Capacity (Amps) | Customers | POD's | kVA | kVA | kWh | 50 | 350 | 0 | 0 | 0 | kWh | kWh | kWh | kWh | kVA | kVA | kvarh | kWh | kWh | kWh | kWh | kVA | kVA / kW | kvarh |  | 0.17361 | R/cust/m | R/POS/m | kVA | kVA | kWh | kvarh |  |  | 15066483
1 | 1 | Pre-paid meter system (Indigent Residential) | 0 | S6 | 7Dom | 1;1 PH kWh Pre-paid | 1;Small <50 kVa | 20 |  | 6224 | 6409.5099 | 60435.0646 | 18717404.1 | [5 empty] | 779219.1894 | 2213514.4708 | 2244210.989 |  |  |  | 110.5873 | 2277757.2854 | 5172352.5645 | 6030349.6009 |  |  |  | 3239.4271 |  |  | 0 | 6224 | 6409.5099 | 60435.0646 | 18717404.1 | 3350.0144 | 0
1 | 1 | Households Alternative <20 Amp:- | 0 | S6 | 7Dom | 1;1 PH kWh Pre-paid | 1;Small <50 kVa | 20 |  | 360 | 429.3264 | 4048.1053 | 1253742.73 | [5 empty] | 52194.2246 | 148267.2309 | 150323.3673 |  |  |  | 2.7625 | 152570.3897 | 346458.269 | 403929.2485 |  |  |  | 3239.4271 |  |  | 0 | 360 | 429.3264 | 4048.1053 | 1253742.73 | 3242.1896 | 0
1 | 1 | Pre-paid Meter System (Non-Indigent Residential) | 0 | S6 | 7Dom | 3;1 PH kWh | 1;Small <50 kVa | 30 |  | 6976 | 7280.9422 | 68651.7719 | 21262208.7 | [5 empty] | 885161.2616 | 2514462.2826 | 2549332.2771 |  |  |  | 46.85 | 2587439.5035 | 5875581.844 | 6850231.5312 |  |  |  | 1372.3731 |  |  | 0 | 6976 | 7280.9422 | 68651.7719 | 21262208.7 | 1419.2231 | 0 |  | 2450710
1 | 1 | Residential Consumers (Houses, Flats & Farms) Network charge per month | 0 | S6 | 7Dom | 3;1 PH kWh | 1;Small <50 kVa | 40 |  | 5561 | 8639.8142 | 81464.5324 | 25230461.52 | [5 empty] | 1050362.5218 | 2983746.6446 | 3025124.5685 |  |  |  | 55.5938 | 3070343.9021 | 6972165.6726 | 8128718.2103 |  |  |  | 1628.5047 |  |  | 0 | 5561 | 8639.8142 | 81464.5324 | 25230461.52 | 1684.0985 | 0 |  | 12615773
1 | 1 | Residential Consumers (Houses, Flats & Farms) Network charge per month | 0 | S6 | 7Dom | 4;3 Ph kWh | 1;Small <50 kVa | 30 |  | 0 | 0 | 0 | 0 | [5 empty] | 0 | 0 | 0 |  |  |  | 0 | 0 | 0 | 0 |  |  |  | 0 |  |  | 0 | 0 | 0 | 0 | 0 | 0 | 0
1 | 1 | Net Metering Residential (for Approved SSEG Households) | 0 | S6 | 8SSEG | 4;3 Ph kWh | 1;Small <50 kVa | 40 |  | 66 | 108.2282 | 1179.0361 | 236442.6 | [5 empty] | 9777.3128 | 35601.1285 | 14449.5176 |  |  |  | 52.7903 | 34493.7498 | 98368.2892 | 43752.6019 |  |  |  | 210.8067 |  |  | 0 | 66 | 108.2282 | 1179.0361 | 236442.6 | 263.597 | 0
1 | 1 | Commercial Pre-paid:- | 0 | S6 | 6Comm | 1;1 PH kWh Pre-paid | 1;Small <50 kVa | 30 |  | 818 | 1662.6357 | 15821.8901 | 4440325.67 | [5 empty] | 226049.5378 | 673838.2415 | 386141.5611 |  |  |  | 10828.3941 | 539919.5086 | 1508518.7478 | 1105858.0733 |  |  |  | 39160.3573 |  |  | 0 | 818 | 1662.6357 | 15821.8901 | 4440325.67 | 49988.7514 | 0 |  | 837126.1
1 | 1 | Commercial Alternative < 15 AMP:- | 0 | S6 | 6Comm | 2;3 PH kWh Pre-paid | 1;Small <50 kVa | 20 |  | 227 | 120.1754 | 1143.6073 | 320947.05 | [5 empty] | 16338.8764 | 48705.0752 | 27910.339 |  |  |  | 782.6771 | 39025.4198 | 109035.8406 | 79931.4989 |  |  |  | 2830.5134 |  |  | 0 | 227 | 120.1754 | 1143.6073 | 320947.05 | 3613.1904 | 0
1 | 1 | Commercial Alternative < 15 AMP:-Dept | 0 | S6 | 6Comm | 3;1 PH kWh | 1;Small <50 kVa | 20 |  | 5 | 7.0328 | 66.9249 | 18782.09 | [5 empty] | 956.1647 | 2850.2618 | 1633.3364 |  |  |  | 45.8029 | 2283.8002 | 6380.8687 | 4677.6582 |  |  |  | 165.644 |  |  | 0 | 5 | 7.0328 | 66.9249 | 18782.09 | 211.4469 | 0
1 | 1 | Commerce / Non Standard (per kWh ) | 0 | S6 | 6Comm | 3;1 PH kWh | 1;Small <50 kVa | 60 |  | 116 | 519.3485 | 4942.1977 | 1387000.36 | [5 empty] | 70609.8637 | 210483.1837 | 120616.9376 |  |  |  | 3382.4065 | 168651.718 | 471207.7901 | 345430.867 |  |  |  | 12232.3077 |  |  | 0 | 116 | 519.3485 | 4942.1977 | 1387000.36 | 15614.7142 | 0
1 | 1 | Commerce / Non Standard (per kWh )-Dept | 0 | S6 | 6Comm | 3;1 PH kWh | 1;Small <50 kVa | 30 |  | 8 | 15.4738 | 147.2507 | 41325.08 | [5 empty] | 2103.7906 | 6271.2561 | 3593.7298 |  |  |  | 100.7773 | 5024.9055 | 14039.4337 | 10291.9643 |  |  |  | 364.4564 |  |  | 0 | 8 | 15.4738 | 147.2507 | 41325.08 | 465.2337 | 0
1 | 1 | Commerce Basic < 20KVA (Basic per month) | 0 | S6 | 6Comm | 3;1 PH kWh | 1;Small <50 kVa | 30 |  | 176 | 258.9432 | 2464.1418 | 691547.73 | [5 empty] | 35205.5359 | 104945.2993 | 60138.679 |  |  |  | 1686.4419 | 84088.4517 | 234940.5862 | 172229.178 |  |  |  | 6098.9347 |  |  | 0 | 176 | 258.9432 | 2464.1418 | 691547.73 | 7785.3766 | 0
1 | 1 | Commerce Basic < 20KVA (Basic per month)-Dept | 0 | S6 | 6Comm | 3;1 PH kWh | 1;Small <50 kVa | 30 |  | 20 | 20.3785 | 193.9251 | 54424.01 | [5 empty] | 2770.6351 | 8259.0742 | 4732.8448 |  |  |  | 132.721 | 6617.6643 | 18489.5536 | 13554.238 |  |  |  | 479.9791 |  |  | 0 | 20 | 20.3785 | 193.9251 | 54424.01 | 612.7002 | 0
1 | 1 | Commerce Basic 20 to 40 KVA (Basic per month) | 0 | S6 | 6Comm | 4;3 Ph kWh | 1;Small <50 kVa | 80 |  | 157 | 799.3197 | 7606.4454 | 2134706.69 | [5 empty] | 108674.3398 | 323950.7885 | 185639.3055 |  |  |  | 5205.7995 | 259568.7507 | 725227.2248 | 531646.2806 |  |  |  | 18826.5193 |  |  | 0 | 157 | 799.3197 | 7606.4454 | 2134706.69 | 24032.3188 | 0
1 | 1 | Commerce Basic 20 to 40 KVA (Basic per month)-Dept | 0 | S6 | 6Comm | 4;3 Ph kWh | 1;Small <50 kVa | 60 |  | 27 | 61.7782 | 587.8904 | 164988.17 | [5 empty] | 8399.2712 | 25037.6541 | 14347.7741 |  |  |  | 402.3482 | 20061.6663 | 56051.6877 | 41090.1167 |  |  |  | 1455.0725 |  |  | 0 | 27 | 61.7782 | 587.8904 | 164988.17 | 1857.4207 | 0
1 | 1 | Commerce Basic >40 KVA (Basic per month) | 0 | S6 | 6Comm | 4;3 Ph kWh | 1;Small <50 kVa | 150 |  | 240 | 1986.5031 | 18903.8605 | 5305263.56 | [5 empty] | 270082.0761 | 805096.2324 | 461358.6717 |  |  |  | 12937.6737 | 645091.2629 | 1802365.4428 | 1321269.874 |  |  |  | 46788.4638 |  |  | 0 | 240 | 1986.5031 | 18903.8605 | 5305263.56 | 59726.1375 | 0
1 | 1 | Commerce Basic >40 KVA (Basic per month)-Dept | 0 | S6 | 6Comm | 4;3 Ph kWh | 1;Small <50 kVa | 60 |  | 18 | 44.7685 | 426.0233 | 119561.08 | [5 empty] | 6086.6542 | 18143.9007 | 10397.3234 |  |  |  | 291.5675 | 14537.9786 | 40618.6717 | 29776.5514 |  |  |  | 1054.4395 |  |  | 0 | 18 | 44.7685 | 426.0233 | 119561.08 | 1346.0069 | 0
1 | 1 | Net Metering Commercial;Basic Charge <= 20 kVA per month | 0 | S6 | 8SSEG | 4;3 Ph kWh | 1;Small <50 kVa | 30 |  | 0 | 0 | 0 | 0 | [5 empty] | 0 | 0 | 0 |  |  |  | 0 | 0 | 0 | 0 |  |  |  | 0 |  |  | 0 | 0 | 0 | 0 | 0 | 0 | 0
1 | 1 | Net Metering CommercialBasic Charge 21 - 40 kVA per month | 0 | S6 | 8SSEG | 4;3 Ph kWh | 1;Small <50 kVa | 40 |  | 0 | 0 | 0 | 0 | [5 empty] | 0 | 0 | 0 |  |  |  | 0 | 0 | 0 | 0 |  |  |  | 0 |  |  | 0 | 0 | 0 | 0 | 0 | 0 | 0
1 | 1 | Net Metering CommercialBasic Charge 41 - 50 kVA per month | 0 | S6 | 8SSEG | 4;3 Ph kWh | 1;Small <50 kVa | 150 |  | 0 | 0 | 0 | 0 | [5 empty] | 0 | 0 | 0 |  |  |  | 0 | 0 | 0 | 0 |  |  |  | 0 |  |  | 0 | 0 | 0 | 0 | 0 | 0 | 0
1 | 1 | Sports Grounds including maintenance of Floodlighting:- | 0 | S6 | 6Comm | 4;3 Ph kWh | 1;Small <50 kVa | 90 |  | 22 | 0.039691 | 0.3777 | 106 | [5 empty] | 5.3963 | 16.0859 | 9.218 |  |  |  | 0.2585 | 12.889 | 36.0115 | 26.3992 |  |  |  | 0.93484 |  |  | 0 | 22 | 0.039691 | 0.3777 | 106 | 1.1933 | 0
1 | 1 | Bulk Industrial | 0 | S5 | 4Ind | 6;3 PH TOU & ct's | 2;Medium <500 kVa | 0 |  | 144 | 5809.1355 | 49792.59 | 27015513.1 | [5 empty] | 1035555.5165 | 2761470.5426 | 3064886.7409 |  |  |  | 375288.501 | 3198170.845 | 8208271.1473 | 8747158.3077 |  |  |  | 1032884.231 |  |  | 0 | 144 | 5809.1355 | 49792.59 | 27015513.1 | 1408172.732 | 0
1 | 1 | Bulk Industrial-Dept | 0 | S5 | 5Mun | 6;3 PH TOU & ct's | 2;Medium <500 kVa | 0 |  | 22 | 1331.2787 | 11410.96 | 1833698.3 | [5 empty] | 135323.2511 | 185730.5321 | 201981.0197 |  |  |  | 15035.6491 | 321547.4777 | 438262.538 | 550853.4813 |  |  |  | 66201.9853 |  |  | 0 | 22 | 1331.2787 | 11410.96 | 1833698.3 | 81237.6343 | 0
1 | 1 | Bulk Industrial mv | 0 | S4 | 3MV | 6;3 PH TOU & ct's | 3;Large <2000 kVa | 0 |  | 4 | 10215.786 | 87563.88 | 39078971.76 | [5 empty] | 1396270.4614 | 3744779.5944 | 4697995.9402 |  |  |  | 8281.9645 | 4222699.2084 | 10775577.3237 | 14241649.2319 |  |  |  | 139516.828 |  |  | 0 | 4 | 10215.786 | 87563.88 | 39078971.76 | 147798.7925 | 0
1 | 1 | Net Metering Industrial (for Approved SSEG) | 0 | S5 | 4Ind | 6;3 PH TOU & ct's | 2;Medium <500 kVa | 0 |  | 0 | 0 | 0 | 0 | [5 empty] | 0 | 0 | 0 |  |  |  | 0 | 0 | 0 | 0 |  |  |  | 0 |  |  | 0 | 0 | 0 | 0 | 0 | 0 | 0
1 | 1 | Bulk Time Of Use Tariff: Alternative | 0 | S5 | 4Ind | 6;3 PH TOU & ct's | 2;Medium <500 kVa | 0 |  | 19 | 2112.292 | 18105.36 | 3883928.116 | [5 empty] | 168826.2514 | 476163.9033 | 420935.2392 |  |  |  | 53953.947 | 438787.9105 | 1261669.5564 | 1117545.2553 |  |  |  | 148494.2407 |  |  | 0 | 19 | 2112.292 | 18105.36 | 3883928.116 | 202448.1877 | 0
1 | 1 | Bulk Time Of Use Tariff: Alternative MV | 0 | S4 | 3MV | 6;3 PH TOU & ct's | 3;Large <2000 kVa | 0 |  | 3 | 6424.558 | 55067.64 | 15697865.244 | [5 empty] | 682353.4486 | 1924535.3067 | 1701314.8708 |  |  |  | 3326.8317 | 1773470.8995 | 5099352.5336 | 4516838.1847 |  |  |  | 56043.3468 |  |  | 0 | 3 | 6424.558 | 55067.64 | 15697865.244 | 59370.1785 | 0
1 | 1 | Net Metering Time of Use Bulk Consumers (for Approved SSEG) | 0 | S5 | 4Ind | 6;3 PH TOU & ct's | 2;Medium <500 kVa | 0 |  | 0 | 0 | 0 | 0 | [5 empty] | 0 | 0 | 0 |  |  |  | 0 | 0 | 0 | 0 |  |  |  | 0 |  |  | 0 | 0 | 0 | 0 | 0 | 0 | 0
1 | 1 | Net Metering Commercial;Basic Charge <= 20 kVA per month | 0 | S6 | 8SSEG | 3;1 PH kWh | 1;Small <50 kVa | 0 |  | 0 | 0 | 0 | 0 | [5 empty] | 0 | 0 | 0 |  |  |  | 0 | 0 | 0 | 0 |  |  |  | 0 |  |  | 0 | 0 | 0 | 0 | 0 | 0 | 0
1 | 1 | Net Metering CommercialBasic Charge 21 - 40 kVA per month | 0 | S6 | 8SSEG | 4;3 Ph kWh | 1;Small <50 kVa | 0 |  | 0 | 0 | 0 | 0 | [5 empty] | 0 | 0 | 0 |  |  |  | 0 | 0 | 0 | 0 |  |  |  | 0 |  |  | 0 | 0 | 0 | 0 | 0 | 0 | 0
1 | 1 | Net Metering CommercialBasic Charge 41 - 50 kVA per month | 0 | S6 | 8SSEG | 4;3 Ph kWh | 1;Small <50 kVa | 0 |  | 0 | 0 | 0 | 0 | [5 empty] | 0 | 0 | 0 |  |  |  | 0 | 0 | 0 | 0 |  |  |  | 0 |  |  | 0 | 0 | 0 | 0 | 0 | 0 | 0
1 | 1 | Streetlights - Internal Tariff | 0 | S6 | 9SSEG E | NA | NA | 0 |  | 8603 | 186.3379 | 1958.8791 | 256231.7 | [5 empty] | 11429.7507 | 27765.7141 | 15456.5585 |  |  |  | 286.4881 | 35171.1148 | 95590.2114 | 70818.3505 |  |  |  | 385.4435 |  |  | 0 | 8603 | 186.3379 | 1958.8791 | 256231.7 | 671.9315 | 0
1 | 1 | Wheeling Charges: | 0 | S6 | NA | NA | NA | 0 |  | 0 |  |  | 0 | [5 empty] | 0 | 0 | 0 |  |  |  |  | 0 | 0 | 0 | [6 empty] | 0 | 0 | 0 | 0 | 0 | 0 | 0
1 | 1 | Availability | 0 | S6 | 7Dom | NA | NA | 40 |  | 1429.2206 | 3984.4939 | 0 | 0 | [5 empty] | 0 | 0 | 0 |  |  |  | 0 | 0 | 0 | 0 |  |  |  | 0 |  |  | 0 | 1429.2206 | 3984.4939 | 0 | 0 | 0 | 0
0 | 0 | 0 | 0 | NA | NA | NA | NA | 0 | [26 empty] | 0 | 0 | 0 | 0 | 0 | 0 | 0
0 | 0 | 0 | 0 | NA | NA | NA | NA | 0 | [26 empty] | 0 | 0 | 0 | 0 | 0 | 0 | 0
0 | 0 | 0 | 0 | NA | NA | NA | NA | 0 | [26 empty] | 0 | 0 | 0 | 0 | 0 | 0 | 0
0 | 0 | 0 | 0 | NA | NA | NA | NA | 0 | [26 empty] | 0 | 0 | 0 | 0 | 0 | 0 | 0
0 | 0 | 0 | 0 | NA | NA | NA | NA | 0 | [26 empty] | 0 | 0 | 0 | 0 | 0 | 0 | 0
0 | 0 | 0 | 0 | NA | NA | NA | NA | 0 | [26 empty] | 0 | 0 | 0 | 0 | 0 | 0 | 0
0 | 0 | 0 | 0 | NA | NA | NA | NA | 0 | [26 empty] | 0 | 0 | 0 | 0 | 0 | 0 | 0
0 | 0 | 0 | 0 | NA | NA | NA | NA | 0 | [26 empty] | 0 | 0 | 0 | 0 | 0 | 0 | 0
0 | 0 | 0 | 0 | NA | NA | NA | NA | 0 | [26 empty] | 0 | 0 | 0 | 0 | 0 | 0 | 0
0 | 0 | 0 | 0 | NA | NA | NA | NA | 0 | [26 empty] | 0 | 0 | 0 | 0 | 0 | 0 | 0
0 | 0 | 0 | 0 | NA | NA | NA | NA | 0 | [26 empty] | 0 | 0 | 0 | 0 | 0 | 0 | 0
0 | 0 | 0 | 0 | NA | NA | NA | NA | 0 | [26 empty] | 0 | 0 | 0 | 0 | 0 | 0 | 0
0 | 0 | 0 | 0 | NA | NA | NA | NA | 0 | [26 empty] | 0 | 0 | 0 | 0 | 0 | 0 | 0
0 | 0 | 0 | 0 | NA | NA | NA | NA | 0 | [26 empty] | 0 | 0 | 0 | 0 | 0 | 0 | 0
0 | 0 | 0 | 0 | NA | NA | NA | NA | 0 | [26 empty] | 0 | 0 | 0 | 0 | 0 | 0 | 0
0 | 0 | 0 | 0 | NA | NA | NA | NA | 0 | [26 empty] | 0 | 0 | 0 | 0 | 0 | 0 | 0
0 | 0 | 0 | 0 | NA | NA | NA | NA | 0 | [26 empty] | 0 | 0 | 0 | 0 | 0 | 0 | 0
0 | 0 | 0 | 0 | NA | NA | NA | NA | 0 | [26 empty] | 0 | 0 | 0 | 0 | 0 | 0 | 0
0 | 0 | 0 | 0 | NA | NA | NA | NA | 0 | [26 empty] | 0 | 0 | 0 | 0 | 0 | 0 | 0
0 | 0 | 0 | 0 | NA | NA | NA | NA | 0 | [26 empty] | 0 | 0 | 0 | 0 | 0 | 0 | 0
0 | 0 | 0 | 0 | NA | NA | NA | NA | 0 | [26 empty] | 0 | 0 | 0 | 0 | 0 | 0 | 0
0 | 0 | 0 | 0 | NA | NA | NA | NA | 0 | [26 empty] | 0 | 0 | 0 | 0 | 0 | 0 | 0
0 | 0 | 0 | 0 | NA | NA | NA | NA | 0 | [26 empty] | 0 | 0 | 0 | 0 | 0 | 0 | 0
0 | 0 | 0 | 0 | NA | NA | NA | NA | 0 | [26 empty] | 0 | 0 | 0 | 0 | 0 | 0 | 0
0 | 0 | 0 | 0 | NA | NA | NA | NA | 0 | [26 empty] | 0 | 0 | 0 | 0 | 0 | 0 | 0
0 | 0 | 0 | 0 | NA | NA | NA | NA | 0 | [26 empty] | 0 | 0 | 0 | 0 | 0 | 0 | 0
0 | 0 | 0 | 0 | NA | NA | NA | NA | 0 | [26 empty] | 0 | 0 | 0 | 0 | 0 | 0 | 0
0 | 0 | 0 | 0 | NA | NA | NA | NA | 0 | [26 empty] | 0 | 0 | 0 | 0 | 0 | 0 | 0
0 | 0 | 0 | 0 | NA | NA | NA | NA | 0 | [26 empty] | 0 | 0 | 0 | 0 | 0 | 0 | 0
0 | 0 | 0 | 0 | NA | NA | NA | NA | 0 | [26 empty] | 0 | 0 | 0 | 0 | 0 | 0 | 0
0 | 0 | 0 | 0 | NA | NA | NA | NA | 0 | [26 empty] | 0 | 0 | 0 | 0 | 0 | 0 | 0
0 | 0 | 0 | 0 | NA | NA | NA | NA | 0 | [26 empty] | 0 | 0 | 0 | 0 | 0 | 0 | 0
0 | 0 | 0 | 0 | NA | NA | NA | NA | 0 | [26 empty] | 0 | 0 | 0 | 0 | 0 | 0 | 0
0 | 0 | 0 | 0 | NA | NA | NA | NA | 0 | [26 empty] | 0 | 0 | 0 | 0 | 0 | 0 | 0
0 | 0 | 0 | 0 | NA | NA | NA | NA | 0 | [26 empty] | 0 | 0 | 0 | 0 | 0 | 0 | 0
0 | 0 | 0 | 0 | NA | NA | NA | NA | 0 | [26 empty] | 0 | 0 | 0 | 0 | 0 | 0 | 0
0 | 0 | 0 | 0 | NA | NA | NA | NA | 0 | [26 empty] | 0 | 0 | 0 | 0 | 0 | 0 | 0
0 | 0 | 0 | 0 | NA | NA | NA | NA | 0 | [26 empty] | 0 | 0 | 0 | 0 | 0 | 0 | 0
0 | 0 | 0 | 0 | NA | NA | NA | NA | 0 | [26 empty] | 0 | 0 | 0 | 0 | 0 | 0 | 0
0 | 0 | 0 | 0 | NA | NA | NA | NA | 0 | [26 empty] | 0 | 0 | 0 | 0 | 0 | 0 | 0
0 | 0 | 0 | 0 | NA | NA | NA | NA | 0 | [26 empty] | 0 | 0 | 0 | 0 | 0 | 0 | 0
0 | 0 | 0 | 0 | NA | NA | NA | NA | 0 | [26 empty] | 0 | 0 | 0 | 0 | 0 | 0 | 0
0 | 0 | 0 | 0 | NA | NA | NA | NA | 0 | [26 empty] | 0 | 0 | 0 | 0 | 0 | 0 | 0
0 | 0 | 0 | 0 | NA | NA | NA | NA | 0 | [26 empty] | 0 | 0 | 0 | 0 | 0 | 0 | 0
0 | 0 | 0 | 0 | NA | NA | NA | NA | 0 | [26 empty] | 0 | 0 | 0 | 0 | 0 | 0 | 0
0 | 0 | 0 | 0 | NA | NA | NA | NA | 0 | [26 empty] | 0 | 0 | 0 | 0 | 0 | 0 | 0
0 | 0 | 0 | 0 | NA | NA | NA | NA | 0 | [26 empty] | 0 | 0 | 0 | 0 | 0 | 0 | 0
0 | 0 | 0 | 0 | NA | NA | NA | NA | 0 | [26 empty] | 0 | 0 | 0 | 0 | 0 | 0 | 0
0 | 0 | 0 | 0 | NA | NA | NA | NA | 0 | [26 empty] | 0 | 0 | 0 | 0 | 0 | 0 | 0
0 | 0 | 0 | 0 | NA | NA | NA | NA | 0 | [26 empty] | 0 | 0 | 0 | 0 | 0 | 0 | 0
1 | 1 | 0 | 0 | 0 | 0 | 0 | 0 | 0 | [26 empty] | 0 | 0 | 0 | 0 | 0 | 0 | 0
1 | 1 | Total. | [6 empty] | 0 | 31245.2206 | 58428.0998 | 491982.3542 | 169145445.36 | 0 | 0 | 0 | 0 | 0 | 6953755.3318 | 19243634.404 | 19362530.8093 | 0 | 0 | 0 | 492238.8335 | 19897336.302 | 49330561.8092 | 54357626.7037 | 0 | 0 | 0 | 1582674.2362 |  |  | 0 | 31245.2206 | 58428.0998 | 491982.3542 | 169145445.36 | 2074913.0697 | 0 | 0
1 | 1 | [9 empty] | 4149.3825 |  | 178535523.48 | 5.26% | [23 empty] | Purchases | #REF! | #REF! | Losses | #REF!
1 | SWARTLAND |  |  | 0 |  |  |  |  | REVENUES APPLICABLE ALL MONTHS OF THE YEAR | REVENUES APPLICABLE ALL MONTHS OF THE YEAR | [8 empty] | HIGH SEASON REVENUES | [6 empty] | LOW SEASON REVENUES | [8 empty] | TOTAL CHARGES FOR THE YEAR
1 | ACTUAL REVENUE | [7 empty] | Customer service | Basic | Access | Σ MDs all hours | ALL Energy | Block 1 kWh |  | BLock 3 energy | Other charges | 0 | Energy Peak | Energy Standard | Energy Off-Peak | Energy TotaL | MD (aLL hours) | MD (P&St) | Reactive energy | Energy Peak | Energy Standard | Energy Off-Peak | Energy TotaL | MD (aLL hours) | MD (P&St) | Reactive energy | COST |  | Customer service | Basic | Access | Demand | Energy | Reactive energy | Others | TOTAL
1 | TARIFF NAME | TARIFF CODE | 0 | Network | Profile | Meter | Size | Capacity (Amps) | R/year | R/year | R/year | R/year | R/year | R/year |  | R/year | ? | R/year | Rand /season | Rand /season | Rand /season | Rand /season | Rand /season | Rand /season | Rand /season | Rand /season | Rand /season | Rand /season | Rand /season | Rand /season | Rand /season | Rand /season | R/year |  | R/year | R/year | R/year | R/year | R/year | R/year | R/year | R/year
1 | 1 | Pre-paid meter system (Indigent Residential) | 0 | S6 | 7Dom | 1;1 PH kWh Pre-paid | 1;Small <50 kVa | 20 | 0 | 0 | 0 | 0 | 20768011.7982 | [5 empty] | 0 | 0 | 0 | 0 | 0 | 0 | 0 | 0 | 0 | 0 | 0 | 0 | 0 | 0 | 20768011.7982 |  | 0 | 0 | 0 | 0 | 20768011.7982 | 0 | 0 | 20768011.7982
1 | 1 | Households Alternative <20 Amp:- | 0 | S6 | 7Dom | 1;1 PH kWh Pre-paid | 1;Small <50 kVa | 20 | 0 | 0 | 0 | 0 | 2427088.6228 | 0 | 0 | 0 | 0 | 0 | 0 | 0 | 0 | 0 | 0 | 0 | 0 | 0 | 0 | 0 | 0 | 0 | 0 | 0 | 2427088.6228 |  | 0 | 0 | 0 | 0 | 2427088.6228 | 0 | 0 | 2427088.6228
1 | 1 | Pre-paid Meter System (Non-Indigent Residential) | 0 | S6 | 7Dom | 3;1 PH kWh | 1;Small <50 kVa | 30 | 0 | 0 | 0 | 0 | 55376267.1667 | 0 | 0 | 0 | 0 | 0 | 0 | 0 | 0 | 0 | 0 | 0 | 0 | 0 | 0 | 0 | 0 | 0 | 0 | 0 | 55376267.1667 |  | 0 | 0 | 0 | 0 | 55376267.1667 | 0 | 0 | 55376267.1667
1 | 1 | Residential Consumers (Houses, Flats & Farms) Network charge per month | 0 | S6 | 7Dom | 3;1 PH kWh | 1;Small <50 kVa | 40 | 0 | 18418469.0917 | 0 | 0 | 48995242.0048 | 0 | 0 | 0 | 0 | 0 | 0 | 0 | 0 | 0 | 0 | 0 | 0 | 0 | 0 | 0 | 0 | 0 | 0 | 0 | 67413711.0965 |  | 0 | 18418469.0917 | 0 | 0 | 48995242.0048 | 0 | 0 | 67413711.0965
1 | 1 | Residential Consumers (Houses, Flats & Farms) Network charge per month | 0 | S6 | 7Dom | 4;3 Ph kWh | 1;Small <50 kVa | 30 | 0 | 0 | 0 | 0 | 0 | 0 | 0 | 0 | 0 | 0 | 0 | 0 | 0 | 0 | 0 | 0 | 0 | 0 | 0 | 0 | 0 | 0 | 0 | 0 | 0 |  | 0 | 0 | 0 | 0 | 0 | 0 | 0 | 0
1 | 1 | Net Metering Residential (for Approved SSEG Households) | 0 | S6 | 8SSEG | 4;3 Ph kWh | 1;Small <50 kVa | 40 | 0 | 239240.1068 | 0 | 0 | 420605.7003 | 0 | 0 | 0 | 0 | 0 | 0 | 0 | 0 | 0 | 0 | 0 | 0 | 0 | 0 | 0 | 0 | 0 | 0 | 0 | 659845.807 |  | 0 | 239240.1068 | 0 | 0 | 420605.7003 | 0 | 0 | 659845.807
1 | 1 | Commercial Pre-paid:- | 0 | S6 | 6Comm | 1;1 PH kWh Pre-paid | 1;Small <50 kVa | 30 | 0 | 0 | 0 | 0 | 13526824.9211 | 0 | 0 | 0 | 0 | 0 | 0 | 0 | 0 | 0 | 0 | 0 | 0 | 0 | 0 | 0 | 0 | 0 | 0 | 0 | 13526824.9211 |  | 0 | 0 | 0 | 0 | 13526824.9211 | 0 | 0 | 13526824.9211
1 | 1 | Commercial Alternative < 15 AMP:- | 0 | S6 | 6Comm | 2;3 PH kWh Pre-paid | 1;Small <50 kVa | 20 | 0 | 0 | 0 | 0 | 793127.7281 | 0 | 0 | 0 | 0 | 0 | 0 | 0 | 0 | 0 | 0 | 0 | 0 | 0 | 0 | 0 | 0 | 0 | 0 | 0 | 793127.7281 |  | 0 | 0 | 0 | 0 | 793127.7281 | 0 | 0 | 793127.7281
1 | 1 | Commercial Alternative < 15 AMP:-Dept | 0 | S6 | 6Comm | 3;1 PH kWh | 1;Small <50 kVa | 20 | 0 | 0 | 0 | 0 | 54143.2719 | 0 | 0 | 0 | 0 | 0 | 0 | 0 | 0 | 0 | 0 | 0 | 0 | 0 | 0 | 0 | 0 | 0 | 0 | 0 | 54143.2719 |  | 0 | 0 | 0 | 0 | 54143.2719 | 0 | 0 | 54143.2719
1 | 1 | Commerce / Non Standard (per kWh ) | 0 | S6 | 6Comm | 3;1 PH kWh | 1;Small <50 kVa | 60 | 0 | 0 | 0 | 0 | 3181023.9737 | 0 | 0 | 0 | 0 | 0 | 0 | 0 | 0 | 0 | 0 | 0 | 0 | 0 | 0 | 0 | 0 | 0 | 0 | 0 | 3181023.9737 |  | 0 | 0 | 0 | 0 | 3181023.9737 | 0 | 0 | 3181023.9737
1 | 1 | Commerce / Non Standard (per kWh )-Dept | 0 | S6 | 6Comm | 3;1 PH kWh | 1;Small <50 kVa | 30 | 0 | 0 | 0 | 0 | 81245.3333 | 0 | 0 | 0 | 0 | 0 | 0 | 0 | 0 | 0 | 0 | 0 | 0 | 0 | 0 | 0 | 0 | 0 | 0 | 0 | 81245.3333 |  | 0 | 0 | 0 | 0 | 81245.3333 | 0 | 0 | 81245.3333
1 | 1 | Commerce Basic < 20KVA (Basic per month) | 0 | S6 | 6Comm | 3;1 PH kWh | 1;Small <50 kVa | 30 | 0 | 1482676.6734 | 0 | 0 | 988545.6512 | 0 | 0 | 0 | 0 | 0 | 0 | 0 | 0 | 0 | 0 | 0 | 0 | 0 | 0 | 0 | 0 | 0 | 0 | 0 | 2471222.3246 |  | 0 | 1482676.6734 | 0 | 0 | 988545.6512 | 0 | 0 | 2471222.3246
1 | 1 | Commerce Basic < 20KVA (Basic per month)-Dept | 0 | S6 | 6Comm | 3;1 PH kWh | 1;Small <50 kVa | 30 | 0 | 168485.9856 | 0 | 0 | 25234.3916 | 0 | 0 | 0 | 0 | 0 | 0 | 0 | 0 | 0 | 0 | 0 | 0 | 0 | 0 | 0 | 0 | 0 | 0 | 0 | 193720.3772 |  | 0 | 168485.9856 | 0 | 0 | 25234.3916 | 0 | 0 | 193720.3772
1 | 1 | Commerce Basic 20 to 40 KVA (Basic per month) | 0 | S6 | 6Comm | 4;3 Ph kWh | 1;Small <50 kVa | 80 | 0 | 1739702.0519 | 0 | 0 | 2733744.6148 | 0 | 0 | 0 | 0 | 0 | 0 | 0 | 0 | 0 | 0 | 0 | 0 | 0 | 0 | 0 | 0 | 0 | 0 | 0 | 4473446.6667 |  | 0 | 1739702.0519 | 0 | 0 | 2733744.6148 | 0 | 0 | 4473446.6667
1 | 1 | Commerce Basic 20 to 40 KVA (Basic per month)-Dept | 0 | S6 | 6Comm | 4;3 Ph kWh | 1;Small <50 kVa | 60 | 0 | 299184.4293 | 0 | 0 | 159490.5268 | 0 | 0 | 0 | 0 | 0 | 0 | 0 | 0 | 0 | 0 | 0 | 0 | 0 | 0 | 0 | 0 | 0 | 0 | 0 | 458674.9561 |  | 0 | 299184.4293 | 0 | 0 | 159490.5268 | 0 | 0 | 458674.9561
1 | 1 | Commerce Basic >40 KVA (Basic per month) | 0 | S6 | 6Comm | 4;3 Ph kWh | 1;Small <50 kVa | 150 | 0 | 4853683.1191 | 0 | 0 | 10367438.6441 | 0 | 0 | 0 | 0 | 0 | 0 | 0 | 0 | 0 | 0 | 0 | 0 | 0 | 0 | 0 | 0 | 0 | 0 | 0 | 15221121.7632 |  | 0 | 4853683.1191 | 0 | 0 | 10367438.6441 | 0 | 0 | 15221121.7632
1 | 1 | Commerce Basic >40 KVA (Basic per month)-Dept | 0 | S6 | 6Comm | 4;3 Ph kWh | 1;Small <50 kVa | 60 | 0 | 364026.2339 | 0 | 0 | 10629.3889 | 0 | 0 | 0 | 0 | 0 | 0 | 0 | 0 | 0 | 0 | 0 | 0 | 0 | 0 | 0 | 0 | 0 | 0 | 0 | 374655.6228 |  | 0 | 364026.2339 | 0 | 0 | 10629.3889 | 0 | 0 | 374655.6228
1 | 1 | Net Metering Commercial;Basic Charge <= 20 kVA per month | 0 | S6 | 8SSEG | 4;3 Ph kWh | 1;Small <50 kVa | 30 | 0 | 0 | 0 | 0 | 0 | 0 | 0 | 0 | 0 | 0 | 0 | 0 | 0 | 0 | 0 | 0 | 0 | 0 | 0 | 0 | 0 | 0 | 0 | 0 | 0 |  | 0 | 0 | 0 | 0 | 0 | 0 | 0 | 0
1 | 1 | Net Metering CommercialBasic Charge 21 - 40 kVA per month | 0 | S6 | 8SSEG | 4;3 Ph kWh | 1;Small <50 kVa | 40 | 0 | 0 | 0 | 0 | 0 | 0 | 0 | 0 | 0 | 0 | 0 | 0 | 0 | 0 | 0 | 0 | 0 | 0 | 0 | 0 | 0 | 0 | 0 | 0 | 0 |  | 0 | 0 | 0 | 0 | 0 | 0 | 0 | 0
1 | 1 | Net Metering CommercialBasic Charge 41 - 50 kVA per month | 0 | S6 | 8SSEG | 4;3 Ph kWh | 1;Small <50 kVa | 150 | 0 | 0 | 0 | 0 | 0 | 0 | 0 | 0 | 0 | 0 | 0 | 0 | 0 | 0 | 0 | 0 | 0 | 0 | 0 | 0 | 0 | 0 | 0 | 0 | 0 |  | 0 | 0 | 0 | 0 | 0 | 0 | 0 | 0
1 | 1 | Sports Grounds including maintenance of Floodlighting:- | 0 | S6 | 6Comm | 4;3 Ph kWh | 1;Small <50 kVa | 90 | 0 | 0 | 0 | 0 | 1130103.3947 | 0 | 0 | 0 | 0 | 0 | 0 | 0 | 0 | 0 | 0 | 0 | 0 | 0 | 0 | 0 | 0 | 0 | 0 | 0 | 1130103.3947 |  | 0 | 0 | 0 | 0 | 1130103.3947 | 0 | 0 | 1130103.3947
1 | 1 | Bulk Industrial | 0 | S5 | 4Ind | 6;3 PH TOU & ct's | 2;Medium <500 kVa | 0 | 0 | 3297054.0592 | 0 | 54156984.2054 | 47063705.8502 | 0 | 0 | 0 | 0 | 0 | 0 | 0 | 0 | 0 | 0 | 0 | 0 | 0 | 0 | 0 | 0 | 0 | 0 | 0 | 104517744.1149 |  | 0 | 3297054.0592 | 0 | 54156984.2054 | 47063705.8502 | 0 | 0 | 104517744.1149
1 | 1 | Bulk Industrial-Dept | 0 | S5 | 5Mun | 6;3 PH TOU & ct's | 2;Medium <500 kVa | 0 | 0 | 503716.5924 | 0 | 3549397.8158 | 2194007.3725 | 0 | 0 | 0 | 0 | 0 | 0 | 0 | 0 | 0 | 0 | 0 | 0 | 0 | 0 | 0 | 0 | 0 | 0 | 0 | 6247121.7807 |  | 0 | 503716.5924 | 0 | 3549397.8158 | 2194007.3725 | 0 | 0 | 6247121.7807
1 | 1 | Bulk Industrial mv | 0 | S4 | 3MV | 6;3 PH TOU & ct's | 3;Large <2000 kVa | 0 | 0 | 91584.835 | 0 | 9616670.47 | 22276128.38 | 0 | 0 | 0 | 0 | 0 | 0 | 0 | 0 | 0 | 0 | 0 | 0 | 0 | 0 | 0 | 0 | 0 | 0 | 0 | 31984383.685 |  | 0 | 91584.835 | 0 | 9616670.47 | 22276128.38 | 0 | 0 | 31984383.685
1 | 1 | Net Metering Industrial (for Approved SSEG) | 0 | S5 | 4Ind | 6;3 PH TOU & ct's | 2;Medium <500 kVa | 0 | 0 | 0 | 0 | 0 | 0 | 0 | 0 | 0 | 0 | 0 | 0.17202 | 0.14687 | 0.070486 | 0 | 0 | 0 | 0 | 0.14928 | 0.29538 | 0.16596 | 0 | 0 | 0 | 0 | 1 |  | 0 | 0 | 0 | 0 | 1 | 0 | 0 | 1
1 | 1 | Bulk Time Of Use Tariff: Alternative | 0 | S5 | 4Ind | 6;3 PH TOU & ct's | 2;Medium <500 kVa | 0 | 0 | 237271.9374 | 0.24743 | 4344828.5353 |  | 0 | 0 | 0 | 0 | 0 | 1655130.6965 | 1413112.1936 | 678184.3305 | 0 | 0 | 0 | 0 | 1436323.4496 | 2842057.7871 | 1596805.0517 | 0 | 0 | 0 | 0 | 14203714.2291 |  | 0 | 237271.9374 | 0.24743 | 4344828.5353 | 9621613.509 | 0 | 0 | 14203714.2291
1 | 1 | Bulk Time Of Use Tariff: Alternative MV | 0 | S4 | 3MV | 6;3 PH TOU & ct's | 3;Large <2000 kVa | 0 | 0 | 26353.5363 | 0.75257 | 13214840.9998 | 0 | 0 | 0 | 0 | 0 | 0 | 2273245.4351 | 1940844.2187 | 931454.801 | 0 | 0 | 0 | 0 | 1972723.8048 | 3903434.8796 | 2193137.8606 | 0 | 0 | 0 | 0 | 26456036.2884 |  | 0 | 26353.5363 | 0.75257 | 13214840.9998 | 13214840.9998 | 0 | 0 | 26456036.2884
1 | 1 | Net Metering Time of Use Bulk Consumers (for Approved SSEG) | 0 | S5 | 4Ind | 6;3 PH TOU & ct's | 2;Medium <500 kVa | 0 | 0 | 0 | 0 | 0 | 0 | 0 | 0 | 0 | 0 | 0 | 0 | 0 | 0 | 0 | 0 | 0 | 0 | 0 | 0 | 0 | 0 | 0 | 0 | 0 | 0 |  | 0 | 0 | 0 | 0 | 0 | 0 | 0 | 0
1 | 1 | Net Metering Commercial;Basic Charge <= 20 kVA per month | 0 | S6 | 8SSEG | 3;1 PH kWh | 1;Small <50 kVa | 0 | 0 | 0 | 0 | 0 | 0 | 0 | 0 | 0 | 0 | 0 | 0 | 0 | 0 | 0 | 0 | 0 | 0 | 0 | 0 | 0 | 0 | 0 | 0 | 0 | 0 |  | 0 | 0 | 0 | 0 | 0 | 0 | 0 | 0
1 | 1 | Net Metering CommercialBasic Charge 21 - 40 kVA per month | 0 | S6 | 8SSEG | 4;3 Ph kWh | 1;Small <50 kVa | 0 | 0 | 0 | 0 | 0 | 0 | 0 | 0 | 0 | 0 | 0 | 0 | 0 | 0 | 0 | 0 | 0 | 0 | 0 | 0 | 0 | 0 | 0 | 0 | 0 | 0 |  | 0 | 0 | 0 | 0 | 0 | 0 | 0 | 0
1 | 1 | Net Metering CommercialBasic Charge 41 - 50 kVA per month | 0 | S6 | 8SSEG | 4;3 Ph kWh | 1;Small <50 kVa | 0 | 0 | 0 | 0 | 0 | 0 | 0 | 0 | 0 | 0 | 0 | 0 | 0 | 0 | 0 | 0 | 0 | 0 | 0 | 0 | 0 | 0 | 0 | 0 | 0 | 0 |  | 0 | 0 | 0 | 0 | 0 | 0 | 0 | 0
1 | 1 | Streetlights - Internal Tariff | 0 | S6 | 9SSEG E | NA | NA | 0 | 0 | 0 | 0 | 0 | 1815392.8246 | 0 | 0 | 0 | 0 | 0 | 0 | 0 | 0 | 0 | 0 | 0 | 0 | 0 | 0 | 0 | 0 | 0 | 0 | 0 |  |  | 0 | 0 | 0 | 0 | 1815392.8246 | 0 | 0 | 1815392.8246
1 | 1 | Wheeling Charges: | 0 | S6 | NA | NA | NA | 0 | 0 | 0 | 0 | 0 | 0 | 0 | 0 | 0 | 0 | 0 | 0 | 0 | 0 | 0 | 0 | 0 | 0 | 0 | 0 | 0 | 0 | 0 | 0 | 0 |  |  | 0 | 0 | 0 | 0 | 0 | 0 | 0 | 0
1 | 1 | Availability | 0 | S6 | 7Dom | NA | NA | 40 | 0 | 3430129.5 | 0 | 0 | 0 | 0 | 0 | 0 | 0 | 0 | 0 | 0 | 0 | 0 | 0 | 0 | 0 | 0 | 0 | 0 | 0 | 0 | 0 | 0 |  |  | 0 | 3430129.5 | 0 | 0 | 0 | 0 | 0 | 3430129.5
0 | 0 | 0 | 0 | NA | NA | NA | NA | 0 | [26 empty] | 0 | 0 | 0 | 0 | 0 | 0 | 0 | 0
0 | 0 | 0 | 0 | NA | NA | NA | NA | 0 | [26 empty] | 0 | 0 | 0 | 0 | 0 | 0 | 0 | 0
0 | 0 | 0 | 0 | NA | NA | NA | NA | 0 | [26 empty] | 0 | 0 | 0 | 0 | 0 | 0 | 0 | 0
0 | 0 | 0 | 0 | NA | NA | NA | NA | 0 | [26 empty] | 0 | 0 | 0 | 0 | 0 | 0 | 0 | 0
0 | 0 | 0 | 0 | NA | NA | NA | NA | 0 | [26 empty] | 0 | 0 | 0 | 0 | 0 | 0 | 0 | 0
0 | 0 | 0 | 0 | NA | NA | NA | NA | 0 | [26 empty] | 0 | 0 | 0 | 0 | 0 | 0 | 0 | 0
0 | 0 | 0 | 0 | NA | NA | NA | NA | 0 | [26 empty] | 0 | 0 | 0 | 0 | 0 | 0 | 0 | 0
0 | 0 | 0 | 0 | NA | NA | NA | NA | 0 | [26 empty] | 0 | 0 | 0 | 0 | 0 | 0 | 0 | 0
0 | 0 | 0 | 0 | NA | NA | NA | NA | 0 | [26 empty] | 0 | 0 | 0 | 0 | 0 | 0 | 0 | 0
0 | 0 | 0 | 0 | NA | NA | NA | NA | 0 | [26 empty] | 0 | 0 | 0 | 0 | 0 | 0 | 0 | 0
0 | 0 | 0 | 0 | NA | NA | NA | NA | 0 | [26 empty] | 0 | 0 | 0 | 0 | 0 | 0 | 0 | 0
0 | 0 | 0 | 0 | NA | NA | NA | NA | 0 | [26 empty] | 0 | 0 | 0 | 0 | 0 | 0 | 0 | 0
0 | 0 | 0 | 0 | NA | NA | NA | NA | 0 | [26 empty] | 0 | 0 | 0 | 0 | 0 | 0 | 0 | 0
0 | 0 | 0 | 0 | NA | NA | NA | NA | 0 | [26 empty] | 0 | 0 | 0 | 0 | 0 | 0 | 0 | 0
0 | 0 | 0 | 0 | NA | NA | NA | NA | 0 | [26 empty] | 0 | 0 | 0 | 0 | 0 | 0 | 0 | 0
0 | 0 | 0 | 0 | NA | NA | NA | NA | 0 | [26 empty] | 0 | 0 | 0 | 0 | 0 | 0 | 0 | 0
0 | 0 | 0 | 0 | NA | NA | NA | NA | 0 | [26 empty] | 0 | 0 | 0 | 0 | 0 | 0 | 0 | 0
0 | 0 | 0 | 0 | NA | NA | NA | NA | 0 | [26 empty] | 0 | 0 | 0 | 0 | 0 | 0 | 0 | 0
0 | 0 | 0 | 0 | NA | NA | NA | NA | 0 | [26 empty] | 0 | 0 | 0 | 0 | 0 | 0 | 0 | 0
0 | 0 | 0 | 0 | NA | NA | NA | NA | 0 | [26 empty] | 0 | 0 | 0 | 0 | 0 | 0 | 0 | 0
0 | 0 | 0 | 0 | NA | NA | NA | NA | 0 | [26 empty] | 0 | 0 | 0 | 0 | 0 | 0 | 0 | 0
0 | 0 | 0 | 0 | NA | NA | NA | NA | 0 | [24 empty] | 0 |  | 0 | 0 | 0 | 0 | 0 | 0 | 0 | 0
0 | 0 | 0 | 0 | NA | NA | NA | NA | 0 | [24 empty] | 0 |  | 0 | 0 | 0 | 0 | 0 | 0 | 0 | 0
0 | 0 | 0 | 0 | NA | NA | NA | NA | 0 | [24 empty] | 0 |  | 0 | 0 | 0 | 0 | 0 | 0 | 0 | 0
0 | 0 | 0 | 0 | NA | NA | NA | NA | 0 | [24 empty] | 0 |  | 0 | 0 | 0 | 0 | 0 | 0 | 0 | 0
0 | 0 | 0 | 0 | NA | NA | NA | NA | 0 | [24 empty] | 0 |  | 0 | 0 | 0 | 0 | 0 | 0 | 0 | 0
0 | 0 | 0 | 0 | NA | NA | NA | NA | 0 | [24 empty] | 0 |  | 0 | 0 | 0 | 0 | 0 | 0 | 0 | 0
0 | 0 | 0 | 0 | NA | NA | NA | NA | 0 | [24 empty] | 0 |  | 0 | 0 | 0 | 0 | 0 | 0 | 0 | 0
0 | 0 | 0 | 0 | NA | NA | NA | NA | 0 | [24 empty] | 0 |  | 0 | 0 | 0 | 0 | 0 | 0 | 0 | 0
0 | 0 | 0 | 0 | NA | NA | NA | NA | 0 | [24 empty] | 0 |  | 0 | 0 | 0 | 0 | 0 | 0 | 0 | 0
0 | 0 | 0 | 0 | NA | NA | NA | NA | 0 | [24 empty] | 0 |  | 0 | 0 | 0 | 0 | 0 | 0 | 0 | 0
0 | 0 | 0 | 0 | NA | NA | NA | NA | 0 | [24 empty] | 0 |  | 0 | 0 | 0 | 0 | 0 | 0 | 0 | 0
0 | 0 | 0 | 0 | NA | NA | NA | NA | 0 | [24 empty] | 0 |  | 0 | 0 | 0 | 0 | 0 | 0 | 0 | 0
0 | 0 | 0 | 0 | NA | NA | NA | NA | 0 | [24 empty] | 0 |  | 0 | 0 | 0 | 0 | 0 | 0 | 0 | 0
0 | 0 | 0 | 0 | NA | NA | NA | NA | 0 | [24 empty] | 0 |  | 0 | 0 | 0 | 0 | 0 | 0 | 0 | 0
0 | 0 | 0 | 0 | NA | NA | NA | NA | 0 | [24 empty] | 0 |  | 0 | 0 | 0 | 0 | 0 | 0 | 0 | 0
0 | 0 | 0 | 0 | NA | NA | NA | NA | 0 | [24 empty] | 0 |  | 0 | 0 | 0 | 0 | 0 | 0 | 0 | 0
0 | 0 | 0 | 0 | NA | NA | NA | NA | 0 | [24 empty] | 0 |  | 0 | 0 | 0 | 0 | 0 | 0 | 0 | 0
0 | 0 | 0 | 0 | NA | NA | NA | NA | 0 | [24 empty] | 0 |  | 0 | 0 | 0 | 0 | 0 | 0 | 0 | 0
0 | 0 | 0 | 0 | NA | NA | NA | NA | 0 | [24 empty] | 0 |  | 0 | 0 | 0 | 0 | 0 | 0 | 0 | 0
0 | 0 | 0 | 0 | NA | NA | NA | NA | 0 | [24 empty] | 0 |  | 0 | 0 | 0 | 0 | 0 | 0 | 0 | 0
0 | 0 | 0 | 0 | NA | NA | NA | NA | 0 | [24 empty] | 0 |  | 0 | 0 | 0 | 0 | 0 | 0 | 0 | 0
0 | 0 | 0 | 0 | NA | NA | NA | NA | 0 | [24 empty] | 0 |  | 0 | 0 | 0 | 0 | 0 | 0 | 0 | 0
0 | 0 | 0 | 0 | NA | NA | NA | NA | 0 | [24 empty] | 0 |  | 0 | 0 | 0 | 0 | 0 | 0 | 0 | 0
0 | 0 | 0 | 0 | NA | NA | NA | NA | 0 | [24 empty] | 0 |  | 0 | 0 | 0 | 0 | 0 | 0 | 0 | 0
0 | 0 | 0 | 0 | NA | NA | NA | NA | 0 | [24 empty] | 0 |  | 0 | 0 | 0 | 0 | 0 | 0 | 0 | 0
0 | 0 | 0 | 0 | NA | NA | NA | NA | 0 | [24 empty] | 0 |  | 0 | 0 | 0 | 0 | 0 | 0 | 0 | 0
0 | 0 | 0 | 0 | NA | NA | NA | NA | 0 | [24 empty] | 0 |  | 0 | 0 | 0 | 0 | 0 | 0 | 0 | 0
0 | 0 | 0 | 0 | NA | NA | NA | NA | 0 | [24 empty] | 0 |  | 0 | 0 | 0 | 0 | 0 | 0 | 0 | 0
0 | 0 | 0 | 0 | NA | NA | NA | NA | 0 | [24 empty] | 0 |  | 0 | 0 | 0 | 0 | 0 | 0 | 0 | 0
1 | 1 | 0 | 0 | 0 | 0 | 0 | 0 | 0 | [24 empty] | 0 |  | 0 | 0 | 0 | 0 | 0 | 0 | 0 | 0
1 | 1 | 377258758.2473 | [6 empty] | 0 | 35151578.1519 | 1 | 84882722.0263 | 234388001.5602 | 0 |  | 0 | 0 | 0 | 3928376.3036 | 3353956.5591 | 1609639.2021 | 0 | 0 | 0 | 0 | 3409047.4037 | 6745492.962 | 3789943.0782 | 0 | 0 | 0 | 0 | 372013235.9227 | 0% | 0 | 35151578.1519 | 1 | 84882722.0263 | 257224457.069 | 0 | 0 | 377258758.2473
1 | 1 | [31 empty] | #REF!
1 | SWARTLAND |  |  | 0 |  |  |  |  | CONSUMPTION STATISTICS FOR CHARGES APPLICABLE FOR ALL MONTHS OF THE YEAR | [9 empty] | HIGH SEASON CONSUMPTION STATISTICS | [6 empty] | LOW SEASON CONSUMPTION STATISTICS
1 | CONSUMPTION STATISTICS | [7 empty] | PODs / customers | MD-Amp/Cust | LF (annual) | LF (ave month) | Ave consump. | % 1 st block energy Vs total energy |  |  | Other charges | kvarh % kWh | % energy in Peak | % energy in Standard | % energy in Off-Peak | % energy in season | LF (all hours) in season | LF (P&S hours) in season |  | % energy in Peak | % energy in Standard | % energy in Off-Peak | % energy in season | LF (all hours) in season | LF (P&S hours) in season
1 | TARIFF NAME | TARIFF CODE | 0 | Network | Profile | Meter | Size | Capacity (Amps) | Ratio | % | % | % | kWh/cust/m | % |  |  | ? | % | % | % | % | % | % | % |  | % | % | % | % | % | %
1 | 1 | Pre-paid meter system (Indigent Residential) | 0 | S6 | 7Dom | 1;1 PH kWh Pre-paid | 1;Small <50 kVa | 20 |  | 4.6341 | 33.34% | 42.43% | 250.6079 | 0% |  |  |  |  | 4.163% | 11.83% | 11.99% |  |  |  |  | 4.163% | 11.83% | 11.99%
1 | 1 | Households Alternative <20 Amp:- | 0 | S6 | 7Dom | 1;1 PH kWh Pre-paid | 1;Small <50 kVa | 20 |  | 5.3666 | 33.34% | 42.43% | 290.2182 | 0% |  |  |  |  | 4.163% | 11.83% | 11.99% |  |  |  |  | 4.163% | 11.83% | 11.99%
1 | 1 | Pre-paid Meter System (Non-Indigent Residential) | 0 | S6 | 7Dom | 3;1 PH kWh | 1;Small <50 kVa | 30 |  | 4.6967 | 33.34% | 42.43% | 253.9924 | 0% |  |  |  |  | 4.163% | 11.83% | 11.99% |  |  |  |  | 4.163% | 11.83% | 11.99%
1 | 1 | Residential Consumers (Houses, Flats & Farms) Network charge per month | 0 | S6 | 7Dom | 3;1 PH kWh | 1;Small <50 kVa | 40 |  | 6.9914 | 33.34% | 42.43% | 378.0864 | 0% |  |  |  |  | 4.163% | 11.83% | 11.99% |  |  |  |  | 4.163% | 11.83% | 11.99%
1 | 1 | Residential Consumers (Houses, Flats & Farms) Network charge per month | 0 | S6 | 7Dom | 4;3 Ph kWh | 1;Small <50 kVa | 30 |  | #DIV/0! |  |  | #DIV/0! | [5 empty] | #DIV/0! | #DIV/0! | #DIV/0! |  |  |  |  | 4.135% | 15.06% | 6.111%
1 | 1 | Net Metering Residential (for Approved SSEG Households) | 0 | S6 | 8SSEG | 4;3 Ph kWh | 1;Small <50 kVa | 40 |  | 7.3792 | 24.94% | 27.47% | 298.5386 | 0% |  |  |  |  | 4.135% | 15.06% | 6.111% |  |  |  |  | 5.091% | 15.18% | 8.696%
1 | 1 | Commercial Pre-paid:- | 0 | S6 | 6Comm | 1;1 PH kWh Pre-paid | 1;Small <50 kVa | 30 |  | 9.1465 | 30.49% | 38.44% | 452.3559 | 0% |  |  |  |  | 5.091% | 15.18% | 8.696% |  |  |  |  | 5.091% | 15.18% | 8.696%
1 | 1 | Commercial Alternative < 15 AMP:- | 0 | S6 | 6Comm | 2;3 PH kWh Pre-paid | 1;Small <50 kVa | 20 |  | 2.3823 | 30.49% | 38.44% | 117.822 | 0% |  |  |  |  | 5.091% | 15.18% | 8.696% |  |  |  |  | 5.091% | 15.18% | 8.696%
1 | 1 | Commercial Alternative < 15 AMP:-Dept | 0 | S6 | 6Comm | 3;1 PH kWh | 1;Small <50 kVa | 20 |  | 6.3295 | 30.49% | 38.44% | 313.0348 | 0% |  |  |  |  | 5.091% | 15.18% | 8.696% |  |  |  |  | 5.091% | 15.18% | 8.696%
1 | 1 | Commerce / Non Standard (per kWh ) | 0 | S6 | 6Comm | 3;1 PH kWh | 1;Small <50 kVa | 60 |  | 20.1471 | 30.49% | 38.44% | 996.4083 | 0% |  |  |  |  | 5.091% | 15.18% | 8.696% |  |  |  |  | 5.091% | 15.18% | 8.696%
1 | 1 | Commerce / Non Standard (per kWh )-Dept | 0 | S6 | 6Comm | 3;1 PH kWh | 1;Small <50 kVa | 30 |  | 8.704 | 30.49% | 38.44% | 430.4696 | 0% |  |  |  |  | 5.091% | 15.18% | 8.696% |  |  |  |  | 5.091% | 15.18% | 8.696%
1 | 1 | Commerce Basic < 20KVA (Basic per month) | 0 | S6 | 6Comm | 3;1 PH kWh | 1;Small <50 kVa | 30 |  | 6.6207 | 30.49% | 38.44% | 327.4374 | 0% |  |  |  |  | 5.091% | 15.18% | 8.696% |  |  |  |  | 5.091% | 15.18% | 8.696%
1 | 1 | Commerce Basic < 20KVA (Basic per month)-Dept | 0 | S6 | 6Comm | 3;1 PH kWh | 1;Small <50 kVa | 30 |  | 4.5852 | 30.49% | 38.44% | 226.7667 | 0% |  |  |  |  | 5.091% | 15.18% | 8.696% |  |  |  |  | 5.091% | 15.18% | 8.696%
1 | 1 | Commerce Basic 20 to 40 KVA (Basic per month) | 0 | S6 | 6Comm | 4;3 Ph kWh | 1;Small <50 kVa | 80 |  | 22.9104 | 30.49% | 38.44% | 1133.0715 | 0% |  |  |  |  | 5.091% | 15.18% | 8.696% |  |  |  |  | 5.091% | 15.18% | 8.696%
1 | 1 | Commerce Basic 20 to 40 KVA (Basic per month)-Dept | 0 | S6 | 6Comm | 4;3 Ph kWh | 1;Small <50 kVa | 60 |  | 10.2964 | 30.49% | 38.44% | 509.2227 | 0% |  |  |  |  | 5.091% | 15.18% | 8.696% |  |  |  |  | 5.091% | 15.18% | 8.696%
1 | 1 | Commerce Basic >40 KVA (Basic per month) | 0 | S6 | 6Comm | 4;3 Ph kWh | 1;Small <50 kVa | 150 |  | 37.2469 | 30.49% | 38.44% | 1842.1054 | 0% |  |  |  |  | 5.091% | 15.18% | 8.696% |  |  |  |  | 5.091% | 15.18% | 8.696%
1 | 1 | Commerce Basic >40 KVA (Basic per month)-Dept | 0 | S6 | 6Comm | 4;3 Ph kWh | 1;Small <50 kVa | 60 |  | 11.1921 | 30.49% | 38.44% | 553.5235 | 0% |  |  |  |  | 5.091% | 15.18% | 8.696% |  |  |  |  | #DIV/0! | #DIV/0! | #DIV/0!
1 | 1 | Net Metering Commercial;Basic Charge <= 20 kVA per month | 0 | S6 | 8SSEG | 4;3 Ph kWh | 1;Small <50 kVa | 30 |  | #DIV/0! |  |  | #DIV/0! | [5 empty] | #DIV/0! | #DIV/0! | #DIV/0! |  |  |  |  | #DIV/0! | #DIV/0! | #DIV/0!
1 | 1 | Net Metering CommercialBasic Charge 21 - 40 kVA per month | 0 | S6 | 8SSEG | 4;3 Ph kWh | 1;Small <50 kVa | 40 |  |  |  |  | #DIV/0! | [5 empty] | #DIV/0! | #DIV/0! | #DIV/0! |  |  |  |  | #DIV/0! | #DIV/0! | #DIV/0!
1 | 1 | Net Metering CommercialBasic Charge 41 - 50 kVA per month | 0 | S6 | 8SSEG | 4;3 Ph kWh | 1;Small <50 kVa | 150 |  |  |  |  | #DIV/0! | [5 empty] | #DIV/0! | #DIV/0! | #DIV/0! |  |  |  |  | 5.091% | 15.18% | 8.696%
1 | 1 | Sports Grounds including maintenance of Floodlighting:- | 0 | S6 | 6Comm | 4;3 Ph kWh | 1;Small <50 kVa | 90 |  | #DIV/0! | 30.49% | 38.44% | 0.40152 | 0% |  |  |  |  | 5.091% | 15.18% | 8.696% |  |  |  |  | 3.833% | 10.22% | 11.34%
1 | 1 | Bulk Industrial | 0 | S5 | 4Ind | 6;3 PH TOU & ct's | 2;Medium <500 kVa | 0 |  | #DIV/0! | 53.09% | 74.32% | 15633.9775 | 0% |  |  |  |  | 3.833% | 10.22% | 11.34% |  |  |  |  | 7.38% | 10.13% | 11.01%
1 | 1 | Bulk Industrial-Dept | 0 | S5 | 5Mun | 6;3 PH TOU & ct's | 2;Medium <500 kVa | 0 |  | #DIV/0! | 15.72% | 22.01% | 6945.8269 | 0% |  |  |  |  | 7.38% | 10.13% | 11.01% |  |  |  |  | #DIV/0! | #DIV/0! | #DIV/0!
1 | 1 | Bulk Industrial mv | 0 | S4 | 3MV | 6;3 PH TOU & ct's | 3;Large <2000 kVa | 0 |  | #DIV/0! | 43.67% | 61.14% | 814145.245 | 0% |  |  |  |  | 3.573% | 9.583% | 12.02% |  |  |  |  | #DIV/0! | #DIV/0! | #DIV/0!
1 | 1 | Net Metering Industrial (for Approved SSEG) | 0 | S5 | 4Ind | 6;3 PH TOU & ct's | 2;Medium <500 kVa | 0 |  |  |  |  | #DIV/0! | [5 empty] | #DIV/0! | #DIV/0! | #DIV/0! |  |  |  |  | 4.135% | 15.06% | 6.111%
1 | 1 | Bulk Time Of Use Tariff: Alternative | 0 | S5 | 4Ind | 6;3 PH TOU & ct's | 2;Medium <500 kVa | 0 |  | #DIV/0! | 20.99% | 29.39% | 17034.7724 | 0% |  |  |  |  | 4.347% | 12.26% | 10.84% |  |  |  |  | #DIV/0! | #DIV/0! | #DIV/0!
1 | 1 | Bulk Time Of Use Tariff: Alternative MV | 0 | S4 | 3MV | 6;3 PH TOU & ct's | 3;Large <2000 kVa | 0 |  | #DIV/0! | 27.89% | 39.05% | 436051.8123 | 0% |  |  |  |  | 4.347% | 12.26% | 10.84% |  |  |  |  | #DIV/0! | #DIV/0! | #DIV/0!
1 | 1 | Net Metering Time of Use Bulk Consumers (for Approved SSEG) | 0 | S5 | 4Ind | 6;3 PH TOU & ct's | 2;Medium <500 kVa | 0 |  |  |  |  | #DIV/0! | [5 empty] | #DIV/0! | #DIV/0! | #DIV/0! |  |  |  |  | #DIV/0! | #DIV/0! | #DIV/0!
1 | 1 | Net Metering Commercial;Basic Charge <= 20 kVA per month | 0 | S6 | 8SSEG | 3;1 PH kWh | 1;Small <50 kVa | 0 |  |  |  |  | #DIV/0! | [5 empty] | #DIV/0! | #DIV/0! | #DIV/0! |  |  |  |  | #DIV/0! | #DIV/0! | #DIV/0!
1 | 1 | Net Metering CommercialBasic Charge 21 - 40 kVA per month | 0 | S6 | 8SSEG | 4;3 Ph kWh | 1;Small <50 kVa | 0 |  |  |  |  | #DIV/0! | [5 empty] | #DIV/0! | #DIV/0! | #DIV/0! |  |  |  |  | #DIV/0! | #DIV/0! | #DIV/0!
1 | 1 | Net Metering CommercialBasic Charge 41 - 50 kVA per month | 0 | S6 | 8SSEG | 4;3 Ph kWh | 1;Small <50 kVa | 0 |  |  |  |  | #DIV/0! | [5 empty] | #DIV/0! | #DIV/0! | #DIV/0! |  |  |  |  | 5.091% | 15.18% | 8.696%
1 | 1 | Streetlights - Internal Tariff | 0 | S6 | 9SSEG E | NA | NA | 0 |  | #DIV/0! | 15.7% | 17.92% | 2.482 | 0% |  |  |  |  | 4.461% | 10.84% | 6.032% |  |  |  |  | #DIV/0! | #DIV/0! | #DIV/0!
1 | 1 | Wheeling Charges: | 0 | S6 | NA | NA | NA | 0 |  |  |  |  | #DIV/0! | [5 empty] | #DIV/0! | #DIV/0! | #DIV/0! |  |  |  |  | #DIV/0! | #DIV/0! | #DIV/0!
1 | 1 | Availability | 0 | S6 | 7Dom | NA | NA | 40 |  | #DIV/0! | 0% |  | 0 | [5 empty] | #DIV/0! | #DIV/0! | #DIV/0!
0 | 0 | 0 | 0 | NA | NA | NA | NA | 0 |  |  |  |  | #DIV/0! | [5 empty] | #DIV/0! | #DIV/0! | #DIV/0!
0 | 0 | 0 | 0 | NA | NA | NA | NA | 0 |  |  |  |  | #DIV/0! | [5 empty] | #DIV/0! | #DIV/0! | #DIV/0!
0 | 0 | 0 | 0 | NA | NA | NA | NA | 0 |  |  |  |  | #DIV/0! | [5 empty] | #DIV/0! | #DIV/0! | #DIV/0!
0 | 0 | 0 | 0 | NA | NA | NA | NA | 0 |  |  |  |  | #DIV/0! | [5 empty] | #DIV/0! | #DIV/0! | #DIV/0!
0 | 0 | 0 | 0 | NA | NA | NA | NA | 0 |  |  |  |  | #DIV/0! | [5 empty] | #DIV/0! | #DIV/0! | #DIV/0!
0 | 0 | 0 | 0 | NA | NA | NA | NA | 0 |  |  |  |  | #DIV/0! | [5 empty] | #DIV/0! | #DIV/0! | #DIV/0!
0 | 0 | 0 | 0 | NA | NA | NA | NA | 0 |  |  |  |  | #DIV/0! | [5 empty] | #DIV/0! | #DIV/0! | #DIV/0!
0 | 0 | 0 | 0 | NA | NA | NA | NA | 0 |  |  |  |  | #DIV/0! | [5 empty] | #DIV/0! | #DIV/0! | #DIV/0!
0 | 0 | 0 | 0 | NA | NA | NA | NA | 0 |  |  |  |  | #DIV/0! | [5 empty] | #DIV/0! | #DIV/0! | #DIV/0!
0 | 0 | 0 | 0 | NA | NA | NA | NA | 0 |  |  |  |  | #DIV/0! | [5 empty] | #DIV/0! | #DIV/0! | #DIV/0!
0 | 0 | 0 | 0 | NA | NA | NA | NA | 0 |  |  |  |  | #DIV/0! | [5 empty] | #DIV/0! | #DIV/0! | #DIV/0!
0 | 0 | 0 | 0 | NA | NA | NA | NA | 0 |  |  |  |  | #DIV/0! | [5 empty] | #DIV/0! | #DIV/0! | #DIV/0!
0 | 0 | 0 | 0 | NA | NA | NA | NA | 0 |  |  |  |  | #DIV/0! | [5 empty] | #DIV/0! | #DIV/0! | #DIV/0!
0 | 0 | 0 | 0 | NA | NA | NA | NA | 0 |  |  |  |  | #DIV/0! | [5 empty] | #DIV/0! | #DIV/0! | #DIV/0!
0 | 0 | 0 | 0 | NA | NA | NA | NA | 0 |  |  |  |  | #DIV/0! | [5 empty] | #DIV/0! | #DIV/0! | #DIV/0!
0 | 0 | 0 | 0 | NA | NA | NA | NA | 0 |  |  |  |  | #DIV/0! | [5 empty] | #DIV/0! | #DIV/0! | #DIV/0!
0 | 0 | 0 | 0 | NA | NA | NA | NA | 0 |  |  |  |  | #DIV/0! | [5 empty] | #DIV/0! | #DIV/0! | #DIV/0!
0 | 0 | 0 | 0 | NA | NA | NA | NA | 0 |  |  |  |  | #DIV/0! | [5 empty] | #DIV/0! | #DIV/0! | #DIV/0!
0 | 0 | 0 | 0 | NA | NA | NA | NA | 0 |  |  |  |  | #DIV/0! | [5 empty] | #DIV/0! | #DIV/0! | #DIV/0!
0 | 0 | 0 | 0 | NA | NA | NA | NA | 0 |  |  |  |  | #DIV/0! | [5 empty] | #DIV/0! | #DIV/0! | #DIV/0!
0 | 0 | 0 | 0 | NA | NA | NA | NA | 0 | [10 empty] | #DIV/0! | #DIV/0! | #DIV/0!
0 | 0 | 0 | 0 | NA | NA | NA | NA | 0 | [10 empty] | #DIV/0! | #DIV/0! | #DIV/0!
0 | 0 | 0 | 0 | NA | NA | NA | NA | 0 | [10 empty] | #DIV/0! | #DIV/0! | #DIV/0!
0 | 0 | 0 | 0 | NA | NA | NA | NA | 0 | [10 empty] | #DIV/0! | #DIV/0! | #DIV/0!
0 | 0 | 0 | 0 | NA | NA | NA | NA | 0 | [10 empty] | #DIV/0! | #DIV/0! | #DIV/0!
0 | 0 | 0 | 0 | NA | NA | NA | NA | 0 | [10 empty] | #DIV/0! | #DIV/0! | #DIV/0!
0 | 0 | 0 | 0 | NA | NA | NA | NA | 0 | [10 empty] | #DIV/0! | #DIV/0! | #DIV/0!
0 | 0 | 0 | 0 | NA | NA | NA | NA | 0 | [10 empty] | #DIV/0! | #DIV/0! | #DIV/0!
0 | 0 | 0 | 0 | NA | NA | NA | NA | 0 | [10 empty] | #DIV/0! | #DIV/0! | #DIV/0!
0 | 0 | 0 | 0 | NA | NA | NA | NA | 0 | [10 empty] | #DIV/0! | #DIV/0! | #DIV/0!
0 | 0 | 0 | 0 | NA | NA | NA | NA | 0 | [10 empty] | #DIV/0! | #DIV/0! | #DIV/0!
0 | 0 | 0 | 0 | NA | NA | NA | NA | 0 | [10 empty] | #DIV/0! | #DIV/0! | #DIV/0!
0 | 0 | 0 | 0 | NA | NA | NA | NA | 0 | [10 empty] | #DIV/0! | #DIV/0! | #DIV/0!
0 | 0 | 0 | 0 | NA | NA | NA | NA | 0 | [10 empty] | #DIV/0! | #DIV/0! | #DIV/0!
0 | 0 | 0 | 0 | NA | NA | NA | NA | 0 | [10 empty] | #DIV/0! | #DIV/0! | #DIV/0!
0 | 0 | 0 | 0 | NA | NA | NA | NA | 0 | [10 empty] | #DIV/0! | #DIV/0! | #DIV/0!
0 | 0 | 0 | 0 | NA | NA | NA | NA | 0 | [10 empty] | #DIV/0! | #DIV/0! | #DIV/0!
0 | 0 | 0 | 0 | NA | NA | NA | NA | 0 | [10 empty] | #DIV/0! | #DIV/0! | #DIV/0!
0 | 0 | 0 | 0 | NA | NA | NA | NA | 0 | [10 empty] | #DIV/0! | #DIV/0! | #DIV/0!
0 | 0 | 0 | 0 | NA | NA | NA | NA | 0 | [10 empty] | #DIV/0! | #DIV/0! | #DIV/0!
0 | 0 | 0 | 0 | NA | NA | NA | NA | 0 | [10 empty] | #DIV/0! | #DIV/0! | #DIV/0!
0 | 0 | 0 | 0 | NA | NA | NA | NA | 0 | [10 empty] | #DIV/0! | #DIV/0! | #DIV/0!
0 | 0 | 0 | 0 | NA | NA | NA | NA | 0 | [10 empty] | #DIV/0! | #DIV/0! | #DIV/0!
0 | 0 | 0 | 0 | NA | NA | NA | NA | 0 | [10 empty] | #DIV/0! | #DIV/0! | #DIV/0!
0 | 0 | 0 | 0 | NA | NA | NA | NA | 0 | [10 empty] | #DIV/0! | #DIV/0! | #DIV/0!
0 | 0 | 0 | 0 | NA | NA | NA | NA | 0 | [10 empty] | #DIV/0! | #DIV/0! | #DIV/0!
0 | 0 | 0 | 0 | NA | NA | NA | NA | 0 | [10 empty] | #DIV/0! | #DIV/0! | #DIV/0!
0 | 0 | 0 | 0 | NA | NA | NA | NA | 0 | [10 empty] | #DIV/0! | #DIV/0! | #DIV/0!
0 | 0 | 0 | 0 | NA | NA | NA | NA | 0 | [10 empty] | #DIV/0! | #DIV/0! | #DIV/0!
0 | 0 | 0 | 0 | NA | NA | NA | NA | 0 | [10 empty] | #DIV/0! | #DIV/0! | #DIV/0!
1 | 1 | 0 | 0 | 0 | 0 | 0 | 0 | 0 | [10 empty] | #DIV/0! | #DIV/0! | #DIV/0!
1 | 1 | Total. | [7 empty] | #DIV/0! | 0.33047 | 0.039247 |  | 0 |  |  |  |  | #DIV/0! | #DIV/0! | #DIV/0! |  |  |  |  | #DIV/0! | #DIV/0! | #DIV/0! |  |  |  |  | 0
1 | 1
1 | SWARTLAND |  |  | 0 |  |  |  |  | REVENUES FROM CHARGES APPLICABLE FOR ALL MONTHS OF THE YEAR | REVENUES FROM CHARGES APPLICABLE FOR ALL MONTHS OF THE YEAR | [8 empty] | HIGH SEASON REVENUES | [6 empty] | LOW SEASON REVENUES | [8 empty] | TOTAL CHARGES
1 | TOTAL COSTS | [6 empty] | CHARGABLE REVENUE | Customer service | Basic | Access | MD (aLL hours) | ALL Energy | Block 1 kWh |  | BLock 3 energy | Other charges | 0 | Energy Peak | Energy Standard | Energy Off-Peak | Energy TotaL | MD (aLL hours) | MD (P&St) | Reactive energy | Energy Peak | Energy Standard | Energy Off-Peak | Energy TotaL | MD (aLL hours) | MD (P&St) | Reactive energy | COST | Check | Customer service | Basic | Access | Demand | Energy | Reactive energy | Others | TOTAL | REFERENCE | OVERCHARGE | % Overcharge |  | Energy cost | Access & Demand | Total
1 | TARIFF NAME | TARIFF CODE | 0 | Network | Profile | Meter | Size | Capacity (Amps) | R/year | R/year | R/year | R/year | R/year | R/year |  | R/year | ? | R/year | Rand /season | Rand /season | Rand /season | Rand /season | Rand /season | Rand /season | Rand /season | Rand /season | Rand /season | Rand /season | Rand /season | Rand /season | Rand /season | Rand /season | R/year | R/year | R/year | R/year | R/year | R/year | R/year | R/year | R/year | COST | TARIFF REVENUE | RAND | +% of Tariff |  | R/kWh | R/kWh | R/kWh
1 | 1 | Pre-paid meter system (Indigent Residential) | 0 | S6 | 7Dom | 1;1 PH kWh Pre-paid | 1;Small <50 kVa | 20 | 0 | 6982039.2993 | 7225602.754 | 6601430.13 | 3394752.5826 | 0 |  | 0 |  | 0 | 5518248.3694 | 4748196.4112 | 2614828.0314 | 0 | 0 | 0 | 27.7663 | 5261256.9109 | 8223049.2296 | 6079754.2458 | 0 | 0 | 0 | 0 | 56649185.7304 | 20768011.7982 | 0 | 6982039.2993 | 7225602.754 | 6601430.13 | 35840085.7808 | 27.7663 | 0 | 56649185.7304 | 29615493.3867 | -27033692.3437 | -91.28% |  | 1.9148 | 0.73873 | 2.6535
1 | 1 | Households Alternative <20 Amp:- | 0 | S6 | 7Dom | 1;1 PH kWh Pre-paid | 1;Small <50 kVa | 20 | 0 | 403845.4608 | 483990.5616 | 442181.7785 | 227389.7784 | 0 |  | 0 |  | 0 | 369627.3126 | 318047.1341 | 175148.3067 | 0 | 0 | 0 | 0.69362 | 352413.3244 | 550802.2445 | 407238.5062 | 0 | 0 | 0 | 0 | 3730685.1013 | 2427088.6228 | 0 | 403845.4608 | 483990.5616 | 442181.7785 | 2400666.6069 | 0.69362 | 0 | 3730685.1013 | 3177178.9092 | -553506.1921 | -17.42% |  | 1.9148 | 0.73873 | 2.6535
1 | 1 | Pre-paid Meter System (Non-Indigent Residential) | 0 | S6 | 7Dom | 3;1 PH kWh | 1;Small <50 kVa | 30 | 0 | 5505380.8061 | 8207990.4306 | 7498955.7523 | 3856300.666 | 0 |  | 0 |  | 0 | 6268505.39 | 5393757.7296 | 2970338.142 |  | 0 | 0 | 11.7631 | 5976573.5604 | 9341049.001 | 6906353.1955 | 0 | 0 | 0 | 0 | 61925216.4367 | 55376267.1667 | 0 | 5505380.8061 | 8207990.4306 | 7498955.7523 | 40712877.6846 | 11.7631 | 0 | 61925216.4367 | 63919063.0484 | 1993846.6117 | 3.119% |  | 1.9148 | 0.73873 | 2.6535
1 | 1 | Residential Consumers (Houses, Flats & Farms) Network charge per month | 0 | S6 | 7Dom | 3;1 PH kWh | 1;Small <50 kVa | 40 | 0 | 4388678.7074 | 9739881.1967 | 8898516.4814 | 4576017.804 | 0 |  | 0 |  | 0 | 7438422.1443 | 6400416.7566 | 3524704.4769 |  | 0 | 0 | 13.9585 | 7092005.8854 | 11084407.1142 | 8195314.09 | 0 | 0 | 0 | 0 | 71338378.6152 | 67413711.0965 | 0 | 4388678.7074 | 9739881.1967 | 8898516.4814 | 48311288.2713 | 13.9585 | 0 | 71338378.6152 | 86265699.476 | 14927320.8608 | 17.3% |  | 1.9148 | 0.73873 | 2.6535
1 | 1 | Residential Consumers (Houses, Flats & Farms) Network charge per month | 0 | S6 | 7Dom | 4;3 Ph kWh | 1;Small <50 kVa | 30 | 0 | 0 | 0 | 0 | 0 | 0 |  | 0 |  | 0 | 0 | 0 | 0 |  | 0 | 0 | 0 | 0 | 0 | 0 | 0 | 0 | 0 | 0 | 0 | 0 | 0 | 0 | 0 | 0 | 0 | 0 | 0 | 0 | 0 | 0 | #DIV/0! |  | #DIV/0! | #DIV/0! | #DIV/0!
1 | 1 | Net Metering Residential (for Approved SSEG Households) | 0 | S6 | 8SSEG | 4;3 Ph kWh | 1;Small <50 kVa | 40 | 0 | 71938.344 | 122008.4045 | 128788.218 | 42883.3038 | 0 |  | 0 |  | 0 | 69240.6467 | 76367.764 | 16835.7627 |  | 0 | 0 | 13.2546 | 79675.0738 | 156386.7263 | 44111.0524 | 0 | 0 | 0 | 0 | 808248.5508 | 659845.807 | 0 | 71938.344 | 122008.4045 | 128788.218 | 485500.3298 | 13.2546 | 0 | 808248.5508 | 920474.5372 | 112225.9864 | 12.19% |  | 2.0534 | 1.0607 | 3.1141
1 | 1 | Commercial Pre-paid:- | 0 | S6 | 6Comm | 1;1 PH kWh Pre-paid | 1;Small <50 kVa | 30 | 0 | 917626.6303 | 1874331.3048 | 1728253.337 | 805336.4107 | 0 |  | 0 |  | 0 | 1600830.0493 | 1445446.3081 | 449910.3618 |  | 0 | 0 | 2718.7965 | 1247128.1571 | 2398255.682 | 1114918 | 0 | 0 | 0 | 0 | 13584755.0376 | 13526824.9211 | 0 | 917626.6303 | 1874331.3048 | 1728253.337 | 9061824.969 | 2718.7965 | 0 | 13584755.0376 | 15840416.7215 | 2255661.6839 | 14.24% |  | 2.0408 | 0.81133 | 2.8521
1 | 1 | Commercial Alternative < 15 AMP:- | 0 | S6 | 6Comm | 2;3 PH kWh Pre-paid | 1;Small <50 kVa | 20 | 0 | 345396.7339 | 135476.7978 | 124918.2721 | 58209.7721 | 0 |  | 0 |  | 0 | 115708.1079 | 104476.9603 | 32519.5524 |  | 0 | 0 | 196.5148 | 90142.5104 | 173346.0884 | 80586.351 | 0 | 0 | 0 | 0 | 1260977.6612 | 793127.7281 | 0 | 345396.7339 | 135476.7978 | 124918.2721 | 654989.3426 | 196.5148 | 0 | 1260977.6612 | 1144946.4286 | -116031.2326 | -10.13% |  | 2.0408 | 0.81133 | 2.8521
1 | 1 | Commercial Alternative < 15 AMP:-Dept | 0 | S6 | 6Comm | 3;1 PH kWh | 1;Small <50 kVa | 20 | 0 | 3945.9438 | 7928.2156 | 7310.3218 | 3406.4846 | 0 |  | 0 |  | 0 | 6771.3353 | 6114.0792 | 1903.0714 |  | 0 | 0 | 11.5002 | 5275.2152 | 10144.3582 | 4715.9807 | 0 | 0 | 0 | 0 | 57526.506 | 54143.2719 | 0 | 3945.9438 | 7928.2156 | 7310.3218 | 38330.5246 | 11.5002 | 0 | 57526.506 | 67003.2233 | 9476.7173 | 14.14% |  | 2.0408 | 0.81133 | 2.8521
1 | 1 | Commerce / Non Standard (per kWh ) | 0 | S6 | 6Comm | 3;1 PH kWh | 1;Small <50 kVa | 60 | 0 | 91545.8964 | 585474.6673 | 539845.0877 | 251558.551 | 0 |  | 0 |  | 0 | 500042.5689 | 451506.1954 | 140536.0508 |  | 0 | 0 | 849.2557 | 389558.6341 | 749130.0732 | 348260.8669 | 0 | 0 | 0 | 0 | 4048307.8474 | 3181023.9737 | 0 | 91545.8964 | 585474.6673 | 539845.0877 | 2830592.9403 | 849.2557 | 0 | 4048307.8474 | 3994336.2458 | -53971.6016 | -1.351% |  | 2.0408 | 0.81133 | 2.8521
1 | 1 | Commerce / Non Standard (per kWh )-Dept | 0 | S6 | 6Comm | 3;1 PH kWh | 1;Small <50 kVa | 30 | 0 | 6313.5101 | 17443.9662 | 16084.4525 | 7495.079 | 0 |  | 0 |  | 0 | 14898.5536 | 13452.4332 | 4187.2113 | 0 | 0 | 0 | 25.3032 | 11606.7322 | 22320.0088 | 10376.283 | 0 | 0 | 0 | 0 | 124203.533 | 81245.3333 | 0 | 6313.5101 | 17443.9662 | 16084.4525 | 84336.3009 | 25.3032 | 0 | 124203.533 | 120352.5554 | -3850.9775 | -3.2% |  | 2.0408 | 0.81133 | 2.8521
1 | 1 | Commerce Basic < 20KVA (Basic per month) | 0 | S6 | 6Comm | 3;1 PH kWh | 1;Small <50 kVa | 30 | 0 | 138897.2222 | 291913.1738 | 269162.6157 | 125425.1621 | 0 |  | 0 |  | 0 | 249317.3855 | 225117.5223 | 70070.1959 | 0 | 0 | 0 | 423.4324 | 194230.9439 | 373510.5026 | 173640.1943 | 0 | 0 | 0 | 0 | 2111708.3506 | 2471222.3246 | 0 | 138897.2222 | 291913.1738 | 269162.6157 | 1411311.9065 | 423.4324 | 0 | 2111708.3506 | 3555274.776 | 1443566.4254 | 40.6% |  | 2.0408 | 0.81133 | 2.8521
1 | 1 | Commerce Basic < 20KVA (Basic per month)-Dept | 0 | S6 | 6Comm | 3;1 PH kWh | 1;Small <50 kVa | 30 | 0 | 15783.7752 | 22973.2306 | 21182.7879 | 9870.8158 | 0 |  | 0 |  | 0 | 19620.9911 | 17716.4898 | 5514.4437 | 0 | 0 | 0 | 33.3236 | 15285.7516 | 29394.8464 | 13665.2833 | 0 | 0 | 0 | 0 | 171041.7393 | 193720.3772 | 0 | 15783.7752 | 22973.2306 | 21182.7879 | 111068.6219 | 33.3236 | 0 | 171041.7393 | 339419.0265 | 168377.2872 | 49.61% |  | 2.0408 | 0.81133 | 2.8521
1 | 1 | Commerce Basic 20 to 40 KVA (Basic per month) | 0 | S6 | 6Comm | 4;3 Ph kWh | 1;Small <50 kVa | 80 | 0 | 171126.0607 | 901093.2695 | 830865.6244 | 387169.1293 | 0 |  | 0 |  | 0 | 769606.3014 | 694904.8636 | 216296.4455 | 0 | 0 | 0 | 1307.0738 | 599562.5137 | 1152972.2883 | 536001.8814 | 0 | 0 | 0 | 0 | 6260905.4516 | 4473446.6667 | 0 | 171126.0607 | 901093.2695 | 830865.6244 | 4356513.4233 | 1307.0738 | 0 | 6260905.4516 | 7709106.5372 | 1448201.0856 | 18.79% |  | 2.0408 | 0.81133 | 2.8521
1 | 1 | Commerce Basic 20 to 40 KVA (Basic per month)-Dept | 0 | S6 | 6Comm | 4;3 Ph kWh | 1;Small <50 kVa | 60 | 0 | 29429.3225 | 69644.1016 | 64216.3158 | 29923.7017 | 0 |  | 0 |  | 0 | 59481.6777 | 53708.1194 | 16717.2169 | 0 | 0 | 0 | 101.0217 | 46339.257 | 89111.4404 | 41426.7543 | 0 | 0 | 0 | 0 | 500098.9289 | 458674.9561 | 0 | 29429.3225 | 69644.1016 | 64216.3158 | 336708.1673 | 101.0217 | 0 | 500098.9289 | 785424.0047 | 285325.0758 | 36.33% |  | 2.0408 | 0.81133 | 2.8521
1 | 1 | Commerce Basic >40 KVA (Basic per month) | 0 | S6 | 6Comm | 4;3 Ph kWh | 1;Small <50 kVa | 150 | 0 | 261593.9781 | 2239435.1924 | 2064902.4717 | 962209.133 | 0 |  | 0 |  | 0 | 1912658.2051 | 1727007.0253 | 537549.0955 | 0 | 0 | 0 | 3248.3951 | 1490058.1755 | 2865415.6076 | 1332094.5978 | 0 | 0 | 0 | 0 | 15396171.8771 | 15221121.7632 | 0 | 261593.9781 | 2239435.1924 | 2064902.4717 | 10826991.8398 | 3248.3951 | 0 | 15396171.8771 | 19769145.5761 | 4372973.6991 | 22.12% |  | 2.0408 | 0.81133 | 2.8521
1 | 1 | Commerce Basic >40 KVA (Basic per month)-Dept | 0 | S6 | 6Comm | 4;3 Ph kWh | 1;Small <50 kVa | 60 | 0 | 19619.5484 | 50468.6124 | 46535.2884 | 21684.6462 | 0 |  | 0 |  | 0 | 43104.2639 | 38920.3708 | 12114.3747 | 0 | 0 | 0 | 73.2068 | 33580.4174 | 64575.9029 | 30020.5008 | 0 | 0 | 0 | 0 | 360697.1326 | 374655.6228 | 0 | 19619.5484 | 50468.6124 | 46535.2884 | 244000.4767 | 73.2068 | 0 | 360697.1326 | 738616.7229 | 377919.5903 | 51.17% |  | 2.0408 | 0.81133 | 2.8521
1 | 1 | Net Metering Commercial;Basic Charge <= 20 kVA per month | 0 | S6 | 8SSEG | 4;3 Ph kWh | 1;Small <50 kVa | 30 | 0 | 0 | 0 | 0 | 0 | 0 |  | 0 |  | 0 | 0 | 0 | 0 | 0 | 0 | 0 | 0 | 0 | 0 | 0 | 0 | 0 | 0 | 0 | 0 | 0 | 0 | 0 | 0 | 0 | 0 | 0 | 0 | 0 | 0 | 0 | #DIV/0! |  | #DIV/0!
1 | 1 | Net Metering CommercialBasic Charge 21 - 40 kVA per month | 0 | S6 | 8SSEG | 4;3 Ph kWh | 1;Small <50 kVa | 40 | 0 | 0 | 0 | 0 | 0 | 0 |  | 0 |  | 0 | 0 | 0 | 0 | 0 | 0 | 0 | 0 | 0 | 0 | 0 | 0 | 0 | 0 | 0 | 0 | 0 | 0 | 0 | 0 | 0 | 0 | 0 | 0 | 0 | 0 | 0 | 0% | 0 | #DIV/0!
1 | 1 | Net Metering CommercialBasic Charge 41 - 50 kVA per month | 0 | S6 | 8SSEG | 4;3 Ph kWh | 1;Small <50 kVa | 150 | 0 | 0 | 0 | 0 | 0 | 0 |  | 0 |  | 0 | 0 | 0 | 0 | 0 | 0 | 0 | 0 | 0 | 0 | 0 | 0 | 0 | 0 | 0 | 0 | 0 | 0 | 0 | 0 | 0 | 0 | 0 | 0 | 0 | 0 | 0 | 0% | 0 | #DIV/0!
1 | 1 | Sports Grounds including maintenance of Floodlighting:- | 0 | S6 | 6Comm | 4;3 Ph kWh | 1;Small <50 kVa | 90 | 0 | 23979.448 | 44.7443 | 41.2571 | 19.2251 | 0 |  | 0 |  | 0 | 38.2152 | 34.5059 | 10.7403 | 0 | 0 | 0 | 0.064903 | 29.7716 | 57.2515 | 26.6155 | 0 | 0 | 0 | 0 | 24281.8392 | 1130103.3947 | 0 | 23979.448 | 44.7443 | 41.2571 | 216.325 | 0.064903 | 0 | 24281.8392 | 560.6365 | -23721.2027 |  | #DIV/0! | 2.0408
1 | 1 | Bulk Industrial | 0 | S5 | 4Ind | 6;3 PH TOU & ct's | 2;Medium <500 kVa | 0 | 0 | 814371.3034 | 4420992.7442 | 3787170.0659 | 4730725.4147 | 0 |  | 0 |  | 0 | 7080550.1141 | 5719245.4409 | 3447830.345 | 0 | 0 | 0 | 94227.5532 | 7132400.7103 | 12599359.6845 | 8514566.2828 | 0 | 0 | 0 | 0 | 58341439.659 | 104517744.1149 | 0 | 814371.3034 | 4420992.7442 | 3787170.0659 | 49224677.9923 | 94227.5532 | 0 | 58341439.659 | 53036074.0569 | -5305365.6021 | -10% | -11.68% | 1.8221
1 | 1 | Bulk Industrial-Dept | 0 | S5 | 5Mun | 6;3 PH TOU & ct's | 2;Medium <500 kVa | 0 | 0 | 124417.838 | 1013158.2102 | 867905.1669 | 321101.5507 | 0 |  | 0 |  | 0 | 925264.7937 | 384664.0703 | 227217.6259 | 0 | 0 | 0 | 3775.1554 | 717099.1074 | 672715.0278 | 536205.967 | 0 | 0 | 0 | 0 | 5793524.5134 | 6247121.7807 | 0 | 124417.838 | 1013158.2102 | 867905.1669 | 3784268.1428 | 3775.1554 | 0 | 5793524.5134 | 7315284.3929 | 1521759.8796 | 20.8% | 21.52%
1 | 1 | Bulk Industrial mv | 0 | S4 | 3MV | 6;3 PH TOU & ct's | 3;Large <2000 kVa | 0 | 0 | 29720.0668 | 6058069.735 | 5311173.1846 | 6723056.1416 | 0 |  | 0 |  | 0 | 9379339.4555 | 7619626.2729 | 5192221.1705 | 0 | 0 | 0 | 2079.4382 | 9251950.7167 | 16249740.0123 | 13619617.7345 | 0 | 0 | 0 | 0 | 79436593.9288 | 31984383.685 | 0 | 29720.0668 | 6058069.735 | 5311173.1846 | 68035551.5041 | 2079.4382 | 0 | 79436593.9288 | 77899063.9868 | -1537529.942 | -1.974% | -0.4487%
1 | 1 | Net Metering Industrial (for Approved SSEG) | 0 | S5 | 4Ind | 6;3 PH TOU & ct's | 2;Medium <500 kVa | 0 | 0 | 0 | 0 | 0 | 0 | 0 |  | 0 |  | 0 | 0 | 0 | 0 | 0 | 0 | 0 | 0 | 0 | 0 | 0 | 0 | 0 | 0 | 0 | 0 | 1 | 0 | 0 | 0 | 0 | 0 | 0 | 0 | 0 | 0 | 0 | 0% | 0%
1 | 1 | Bulk Time Of Use Tariff: Alternative | 0 | S5 | 4Ind | 6;3 PH TOU & ct's | 2;Medium <500 kVa | 0 | 0 | 107451.7692 | 1607541.7083 | 1377073.9266 | 680120.2472 | 0 |  | 0 |  | 0 | 1154339.5932 | 986176.8181 | 473529.1753 | 0 | 0 | 0 | 13546.7737 | 978562.8586 | 1936611.0425 | 1087829.0772 | 0 | 0 | 0 | 0 | 10402782.99 | 14203714.2291 | 0 | 107451.7692 | 1607541.7083 | 1377073.9266 | 7297168.8121 | 13546.7737 | 0 | 10402782.99 | 11001517.7205 | 598734.7305 | 5.442% | 12.86%
1 | 1 | Bulk Time Of Use Tariff: Alternative MV | 0 | S4 | 3MV | 6;3 PH TOU & ct's | 3;Large <2000 kVa | 0 | 0 | 22290.0501 | 3809831.2142 | 3340118.927 | 2700624.5197 | 0 |  | 0 |  | 0 | 4583656.82 | 3915915.3206 | 1880291.7675 | 0 | 0 | 0 | 835.3019 | 3885681.7761 | 7689903.7901 | 4319556.5656 | 0 | 0 | 0 | 0 | 36148706.0528 | 26456036.2884 | 0 | 22290.0501 | 3809831.2142 | 3340118.927 | 28975630.5596 | 835.3019 | 0 | 36148706.0528 | 37389028.9128 | 1240322.8599 | 3.317% | 8.161%
1 | 1 | Net Metering Time of Use Bulk Consumers (for Approved SSEG) | 0 | S5 | 4Ind | 6;3 PH TOU & ct's | 2;Medium <500 kVa | 0 | 0 | 0 | 0 | 0 | 0 | 0 |  | 0 |  | 0 | 0 | 0 | 0 | 0 | 0 | 0 | 0 | 0 | 0 | 0 | 0 | 0 | 0 | 0 | 0 | 0 | 0 | 0 | 0 | 0 | 0 | 0 | 0 |  | 0 |  | 0%
1 | 1 | Net Metering Commercial;Basic Charge <= 20 kVA per month | 0 | S6 | 8SSEG | 3;1 PH kWh | 1;Small <50 kVa | 0 | 0 | 0 | 0 | 0 | 0 | 0 |  | 0 |  | 0 | 0 | 0 | 0 | 0 | 0 | 0 | 0 | 0 | 0 | 0 | 0 | 0 | 0 | 0 | 0 | 0 | 0 | 0 | 0 | 0 | 0 | 0 | 0 | 0 | 0 | 0 | 0%
1 | 1 | Net Metering CommercialBasic Charge 21 - 40 kVA per month | 0 | S6 | 8SSEG | 4;3 Ph kWh | 1;Small <50 kVa | 0 | 0 | 0 | 0 | 0 | 0 | 0 |  | 0 |  | 0 | 0 | 0 | 0 | 0 | 0 | 0 | 0 | 0 | 0 | 0 | 0 | 0 | 0 | 0 | 0 | 0 | 0 | 0 | 0 | 0 | 0 | 0 | 0 | 0 | 0 | 0 | 0%
1 | 1 | Net Metering CommercialBasic Charge 41 - 50 kVA per month | 0 | S6 | 8SSEG | 4;3 Ph kWh | 1;Small <50 kVa | 0 | 0 | 0 | 0 | 0 | 0 | 0 |  | 0 |  | 0 | 0 | 0 | 0 | 0 | 0 | 0 | 0 | 0 | 0 | 0 | 0 | 0 | 0 | 0 | 0 | 0 | 0 | 0 | 0 | 0 | 0 | 0 | 0 | 0 | 0 | 0 | 0%
1 | 1 | Streetlights - Internal Tariff | 0 | S6 | 9SSEG E | NA | NA | 0 | 0 | 4505185.8263 | 210063.3891 | 213971.8692 | 46472.4286 | 0 |  | 0 |  | 0 | 80942.826 | 59560.0643 | 18009.1099 | 0 | 0 | 0 | 71.9315 | 81239.679 | 151970.115 | 71398.5417 | 0 | 0 | 0 | 0 | 5438885.7806 | 1815392.8246 | 0 | 4505185.8263 | 210063.3891 | 213971.8692 | 509592.7645 | 71.9315 | 0 | 5438885.7806 | 433295.8042 | -5005589.9764
1 | 1 | Wheeling Charges: | 0 | S6 | NA | NA | NA | 0 | 0 | 0 | 0 | 0 | 0 | 0 |  | 0 |  | 0 | 0 | 0 | 0 | 0 | 0 | 0 | 0 | 0 | 0 | 0 | 0 | 0 | 0 | 0 | 0 | 0 | 0 | 0 | 0 | 0 | 0 | 0 | 0 | 0 | 0 | 0 | 0%
1 | 1 | Availability | 0 | S6 | 7Dom | NA | NA | 40 | 0 | 0 | 4491820.76 | 0 | 0 | 0 |  | 0 |  | 0 | 0 | 0 | 0 | 0 | 0 | 0 | 0 | 0 | 0 | 0 | 0 | 0 | 0 | 0 | 4491820.76 | #REF! | 0 | 0 | 4491820.76 | 0 | 0 | 0 | 0 | 4491820.76 | 3430129.5 | -1061691.26 | -30.95%
0 | 0 | 0 | 0 | NA | NA | NA | NA | 0 | 0 | 0 | 0 | 0 | 0 | 0 |  | 0 |  | 0 | 0 | 0 | 0 | 0 | 0 | 0 | 0 | 0 | 0 | 0 | 0 | 0 | 0 | 0 | 0 | #REF! | 0 | 0 | 0 | 0 | 0 | 0 | 0 | 0 | #REF! | #REF! | #REF!
0 | 0 | 0 | 0 | NA | NA | NA | NA | 0 | 0 | 0 | 0 | 0 | 0 | 0 |  | 0 |  | 0 | 0 | 0 | 0 | 0 | 0 | 0 | 0 | 0 | 0 | 0 | 0 | 0 | 0 | 0 | 0 | #REF! | 0 | 0 | 0 | 0 | 0 | 0 | 0 | 0 | #REF! | #REF! | #REF!
0 | 0 | 0 | 0 | NA | NA | NA | NA | 0 | 0 | 0 | 0 | 0 | 0 | 0 |  | 0 |  | 0 | 0 | 0 | 0 | 0 | 0 | 0 | 0 | 0 | 0 | 0 | 0 | 0 | 0 | 0 | 0 | #REF! | 0 | 0 | 0 | 0 | 0 | 0 | 0 | 0 | #REF! | #REF! | #REF!
0 | 0 | 0 | 0 | NA | NA | NA | NA | 0 | 0 | 0 | 0 | 0 | 0 | 0 |  | 0 |  | 0 | 0 | 0 | 0 | 0 | 0 | 0 | 0 | 0 | 0 | 0 | 0 | 0 | 0 | 0 | 0 | #REF! | 0 | 0 | 0 | 0 | 0 | 0 | 0 | 0 | #REF! | #REF! | #REF!
0 | 0 | 0 | 0 | NA | NA | NA | NA | 0 | 0 | 0 | 0 | 0 | 0 | 0 |  | 0 |  | 0 | 0 | 0 | 0 | 0 | 0 | 0 | 0 | 0 | 0 | 0 | 0 | 0 | 0 | 0 | 0 | #REF! | 0 | 0 | 0 | 0 | 0 | 0 | 0 | 0 | #REF! | #REF! | #REF!
0 | 0 | 0 | 0 | NA | NA | NA | NA | 0 | 0 | 0 | 0 | 0 | 0 | 0 |  | 0 |  | 0 | 0 | 0 | 0 | 0 | 0 | 0 | 0 | 0 | 0 | 0 | 0 | 0 | 0 | 0 | 0 | #REF! | 0 | 0 | 0 | 0 | 0 | 0 | 0 | 0 | #REF! | #REF! | #REF!
0 | 0 | 0 | 0 | NA | NA | NA | NA | 0 | 0 | 0 | 0 | 0 | 0 | 0 |  | 0 |  | 0 | 0 | 0 | 0 | 0 | 0 | 0 | 0 | 0 | 0 | 0 | 0 | 0 | 0 | 0 | 0 | #REF! | 0 | 0 | 0 | 0 | 0 | 0 | 0 | 0 | #REF! | #REF! | #REF!
0 | 0 | 0 | 0 | NA | NA | NA | NA | 0 | 0 | 0 | 0 | 0 | 0 | 0 |  | 0 |  | 0 | 0 | 0 | 0 | 0 | 0 | 0 | 0 | 0 | 0 | 0 | 0 | 0 | 0 | 0 | 0 | #REF! | 0 | 0 | 0 | 0 | 0 | 0 | 0 | 0 | #REF! | #REF! | #REF!
0 | 0 | 0 | 0 | NA | NA | NA | NA | 0 | 0 | 0 | 0 | 0 | 0 | 0 |  | 0 |  | 0 | 0 | 0 | 0 | 0 | 0 | 0 | 0 | 0 | 0 | 0 | 0 | 0 | 0 | 0 | 0 | #REF! | 0 | 0 | 0 | 0 | 0 | 0 | 0 | 0 | #REF! | #REF! | #REF!
0 | 0 | 0 | 0 | NA | NA | NA | NA | 0 | 0 | 0 | 0 | 0 | 0 | 0 |  | 0 |  | 0 | 0 | 0 | 0 | 0 | 0 | 0 | 0 | 0 | 0 | 0 | 0 | 0 | 0 | 0 | 0 | #REF! | 0 | 0 | 0 | 0 | 0 | 0 | 0 | 0 | #REF! | #REF! | #REF!
0 | 0 | 0 | 0 | NA | NA | NA | NA | 0 | 0 | 0 | 0 | 0 | 0 | 0 |  | 0 |  | 0 | 0 | 0 | 0 | 0 | 0 | 0 | 0 | 0 | 0 | 0 | 0 | 0 | 0 | 0 | 0 | #REF! | 0 | 0 | 0 | 0 | 0 | 0 | 0 | 0 | #REF! | #REF! | #REF!
0 | 0 | 0 | 0 | NA | NA | NA | NA | 0 | 0 | 0 | 0 | 0 | 0 | 0 |  | 0 |  | 0 | 0 | 0 | 0 | 0 | 0 | 0 | 0 | 0 | 0 | 0 | 0 | 0 | 0 | 0 | 0 | #REF! | 0 | 0 | 0 | 0 | 0 | 0 | 0 | 0 | #REF! | #REF! | #REF!
0 | 0 | 0 | 0 | NA | NA | NA | NA | 0 | 0 | 0 | 0 | 0 | 0 | 0 |  | 0 |  | 0 | 0 | 0 | 0 | 0 | 0 | 0 | 0 | 0 | 0 | 0 | 0 | 0 | 0 | 0 | 0 | #REF! | 0 | 0 | 0 | 0 | 0 | 0 | 0 | 0 | #REF! | #REF! | #REF!
0 | 0 | 0 | 0 | NA | NA | NA | NA | 0 | 0 | 0 | 0 | 0 | 0 | 0 |  | 0 |  | 0 | 0 | 0 | 0 | 0 | 0 | 0 | 0 | 0 | 0 | 0 | 0 | 0 | 0 | 0 | 0 | #REF! | 0 | 0 | 0 | 0 | 0 | 0 | 0 | 0 | #REF! | #REF! | #REF!
0 | 0 | 0 | 0 | NA | NA | NA | NA | 0 | 0 | 0 | 0 | 0 | 0 | 0 |  | 0 |  | 0 | 0 | 0 | 0 | 0 | 0 | 0 | 0 | 0 | 0 | 0 | 0 | 0 | 0 | 0 | 0 | #REF! | 0 | 0 | 0 | 0 | 0 | 0 | 0 | 0 | #REF! | #REF! | #REF!
0 | 0 | 0 | 0 | NA | NA | NA | NA | 0 | 0 | 0 | 0 | 0 | 0 | 0 |  | 0 |  | 0 | 0 | 0 | 0 | 0 | 0 | 0 | 0 | 0 | 0 | 0 | 0 | 0 | 0 | 0 | 0 | #REF! | 0 | 0 | 0 | 0 | 0 | 0 | 0 | 0 | #REF! | #REF! | #REF!
0 | 0 | 0 | 0 | NA | NA | NA | NA | 0 | 0 | 0 | 0 | 0 | 0 | 0 |  | 0 |  | 0 | 0 | 0 | 0 | 0 | 0 | 0 | 0 | 0 | 0 | 0 | 0 | 0 | 0 | 0 | 0 | #REF! | 0 | 0 | 0 | 0 | 0 | 0 | 0 | 0 | #REF! | #REF! | #REF!
0 | 0 | 0 | 0 | NA | NA | NA | NA | 0 | 0 | 0 | 0 | 0 | 0 | 0 |  | 0 |  | 0 | 0 | 0 | 0 | 0 | 0 | 0 | 0 | 0 | 0 | 0 | 0 | 0 | 0 | 0 | 0 | #REF! | 0 | 0 | 0 | 0 | 0 | 0 | 0 | 0 | #REF! | #REF! | #REF!
0 | 0 | 0 | 0 | NA | NA | NA | NA | 0 | 0 | 0 | 0 | 0 | 0 | 0 |  | 0 |  | 0 | 0 | 0 | 0 | 0 | 0 | 0 | 0 | 0 | 0 | 0 | 0 | 0 | 0 | 0 | 0 | #REF! | 0 | 0 | 0 | 0 | 0 | 0 | 0 | 0 | #REF! | #REF! | #REF!
0 | 0 | 0 | 0 | NA | NA | NA | NA | 0 | 0 | 0 | 0 | 0 | 0 | 0 |  | 0 |  | 0 | 0 | 0 | 0 | 0 | 0 | 0 | 0 | 0 | 0 | 0 | 0 | 0 | 0 | 0 | 0 | #REF! | 0 | 0 | 0 | 0 | 0 | 0 | 0 | 0 | #REF! | #REF! | #REF!
0 | 0 | 0 | 0 | NA | NA | NA | NA | 0 | 0 | 0 | 0 | 0 | 0 | 0 |  | 0 |  | 0 | 0 | 0 | 0 | 0 | 0 | 0 | 0 | 0 | 0 | 0 | 0 | 0 | 0 | 0 | 0 | #REF! | 0 | 0 | 0 | 0 | 0 | 0 | 0 | 0 | #REF! | #REF! | #REF!
0 | 0 | 0 | 0 | NA | NA | NA | NA | 0 | 0 | 0 | 0 | 0 | 0 | 0 |  | 0 |  | 0 | 0 | 0 | 0 | 0 | 0 | 0 | 0 | 0 | 0 | 0 | 0 | 0 | 0 | 0 | 0 | #REF! | 0 | 0 | 0 | 0 | 0 | 0 | 0 | 0 | #REF! | #REF! | #REF!
0 | 0 | 0 | 0 | NA | NA | NA | NA | 0 | 0 | 0 | 0 | 0 | 0 | 0 |  | 0 |  | 0 | 0 | 0 | 0 | 0 | 0 | 0 | 0 | 0 | 0 | 0 | 0 | 0 | 0 | 0 | 0 | #REF! | 0 | 0 | 0 | 0 | 0 | 0 | 0 | 0 | #REF! | #REF! | #REF!
0 | 0 | 0 | 0 | NA | NA | NA | NA | 0 | 0 | 0 | 0 | 0 | 0 | 0 |  | 0 |  | 0 | 0 | 0 | 0 | 0 | 0 | 0 | 0 | 0 | 0 | 0 | 0 | 0 | 0 | 0 | 0 | #REF! | 0 | 0 | 0 | 0 | 0 | 0 | 0 | 0 | #REF! | #REF! | #REF!
0 | 0 | 0 | 0 | NA | NA | NA | NA | 0 | 0 | 0 | 0 | 0 | 0 | 0 |  | 0 |  | 0 | 0 | 0 | 0 | 0 | 0 | 0 | 0 | 0 | 0 | 0 | 0 | 0 | 0 | 0 | 0 | #REF! | 0 | 0 | 0 | 0 | 0 | 0 | 0 | 0 | #REF! | #REF! | #REF!
0 | 0 | 0 | 0 | NA | NA | NA | NA | 0 | 0 | 0 | 0 | 0 | 0 | 0 |  | 0 |  | 0 | 0 | 0 | 0 | 0 | 0 | 0 | 0 | 0 | 0 | 0 | 0 | 0 | 0 | 0 | 0 | #REF! | 0 | 0 | 0 | 0 | 0 | 0 | 0 | 0 | #REF! | #REF! | #REF!
0 | 0 | 0 | 0 | NA | NA | NA | NA | 0 | 0 | 0 | 0 | 0 | 0 | 0 |  | 0 |  | 0 | 0 | 0 | 0 | 0 | 0 | 0 | 0 | 0 | 0 | 0 | 0 | 0 | 0 | 0 | 0 | #REF! | 0 | 0 | 0 | 0 | 0 | 0 | 0 | 0 | #REF! | #REF! | #REF!
0 | 0 | 0 | 0 | NA | NA | NA | NA | 0 | 0 | 0 | 0 | 0 | 0 | 0 |  | 0 |  | 0 | 0 | 0 | 0 | 0 | 0 | 0 | 0 | 0 | 0 | 0 | 0 | 0 | 0 | 0 | 0 | #REF! | 0 | 0 | 0 | 0 | 0 | 0 | 0 | 0 | #REF! | #REF! | #REF!
0 | 0 | 0 | 0 | NA | NA | NA | NA | 0 | 0 | 0 | 0 | 0 | 0 | 0 |  | 0 |  | 0 | 0 | 0 | 0 | 0 | 0 | 0 | 0 | 0 | 0 | 0 | 0 | 0 | 0 | 0 | 0 | #REF! | 0 | 0 | 0 | 0 | 0 | 0 | 0 | 0 | #REF! | #REF! | #REF!
0 | 0 | 0 | 0 | NA | NA | NA | NA | 0 | 0 | 0 | 0 | 0 | 0 | 0 |  | 0 |  | 0 | 0 | 0 | 0 | 0 | 0 | 0 | 0 | 0 | 0 | 0 | 0 | 0 | 0 | 0 | 0 | #REF! | 0 | 0 | 0 | 0 | 0 | 0 | 0 | 0 | #REF! | #REF! | #REF!
0 | 0 | 0 | 0 | NA | NA | NA | NA | 0 | 0 | 0 | 0 | 0 | 0 | 0 |  | 0 |  | 0 | 0 | 0 | 0 | 0 | 0 | 0 | 0 | 0 | 0 | 0 | 0 | 0 | 0 | 0 | 0 | #REF! | 0 | 0 | 0 | 0 | 0 | 0 | 0 | 0 | #REF! | #REF! | #REF!
0 | 0 | 0 | 0 | NA | NA | NA | NA | 0 | 0 | 0 | 0 | 0 | 0 | 0 |  | 0 |  | 0 | 0 | 0 | 0 | 0 | 0 | 0 | 0 | 0 | 0 | 0 | 0 | 0 | 0 | 0 | 0 | #REF! | 0 | 0 | 0 | 0 | 0 | 0 | 0 | 0 | #REF! | #REF! | #REF!
0 | 0 | 0 | 0 | NA | NA | NA | NA | 0 | 0 | 0 | 0 | 0 | 0 | 0 |  | 0 |  | 0 | 0 | 0 | 0 | 0 | 0 | 0 | 0 | 0 | 0 | 0 | 0 | 0 | 0 | 0 | 0 | #REF! | 0 | 0 | 0 | 0 | 0 | 0 | 0 | 0 | #REF! | #REF! | #REF!
0 | 0 | 0 | 0 | NA | NA | NA | NA | 0 | 0 | 0 | 0 | 0 | 0 | 0 |  | 0 |  | 0 | 0 | 0 | 0 | 0 | 0 | 0 | 0 | 0 | 0 | 0 | 0 | 0 | 0 | 0 | 0 | #REF! | 0 | 0 | 0 | 0 | 0 | 0 | 0 | 0 | #REF! | #REF! | #REF!
0 | 0 | 0 | 0 | NA | NA | NA | NA | 0 | 0 | 0 | 0 | 0 | 0 | 0 |  | 0 |  | 0 | 0 | 0 | 0 | 0 | 0 | 0 | 0 | 0 | 0 | 0 | 0 | 0 | 0 | 0 | 0 | #REF! | 0 | 0 | 0 | 0 | 0 | 0 | 0 | 0 | #REF! | #REF! | #REF!
0 | 0 | 0 | 0 | NA | NA | NA | NA | 0 | 0 | 0 | 0 | 0 | 0 | 0 |  | 0 |  | 0 | 0 | 0 | 0 | 0 | 0 | 0 | 0 | 0 | 0 | 0 | 0 | 0 | 0 | 0 | 0 | #REF! | 0 | 0 | 0 | 0 | 0 | 0 | 0 | 0 | #REF! | #REF! | #REF!
0 | 0 | 0 | 0 | NA | NA | NA | NA | 0 | 0 | 0 | 0 | 0 | 0 | 0 |  | 0 |  | 0 | 0 | 0 | 0 | 0 | 0 | 0 | 0 | 0 | 0 | 0 | 0 | 0 | 0 | 0 | 0 | #REF! | 0 | 0 | 0 | 0 | 0 | 0 | 0 | 0 | #REF! | #REF! | #REF!
0 | 0 | 0 | 0 | NA | NA | NA | NA | 0 | 0 | 0 | 0 | 0 | 0 | 0 |  | 0 |  | 0 | 0 | 0 | 0 | 0 | 0 | 0 | 0 | 0 | 0 | 0 | 0 | 0 | 0 | 0 | 0 | #REF! | 0 | 0 | 0 | 0 | 0 | 0 | 0 | 0 | #REF! | #REF! | #REF!
0 | 0 | 0 | 0 | NA | NA | NA | NA | 0 | 0 | 0 | 0 | 0 | 0 | 0 |  | 0 |  | 0 | 0 | 0 | 0 | 0 | 0 | 0 | 0 | 0 | 0 | 0 | 0 | 0 | 0 | 0 | 0 | #REF! | 0 | 0 | 0 | 0 | 0 | 0 | 0 | 0 | #REF! | #REF! | #REF!
0 | 0 | 0 | 0 | NA | NA | NA | NA | 0 | 0 | 0 | 0 | 0 | 0 | 0 |  | 0 |  | 0 | 0 | 0 | 0 | 0 | 0 | 0 | 0 | 0 | 0 | 0 | 0 | 0 | 0 | 0 | 0 | #REF! | 0 | 0 | 0 | 0 | 0 | 0 | 0 | 0 | #REF! | #REF! | #REF!
0 | 0 | 0 | 0 | NA | NA | NA | NA | 0 | 0 | 0 | 0 | 0 | 0 | 0 |  | 0 |  | 0 | 0 | 0 | 0 | 0 | 0 | 0 | 0 | 0 | 0 | 0 | 0 | 0 | 0 | 0 | 0 | #REF! | 0 | 0 | 0 | 0 | 0 | 0 | 0 | 0 | #REF! | #REF! | #REF!
0 | 0 | 0 | 0 | NA | NA | NA | NA | 0 | 0 | 0 | 0 | 0 | 0 | 0 |  | 0 |  | 0 | 0 | 0 | 0 | 0 | 0 | 0 | 0 | 0 | 0 | 0 | 0 | 0 | 0 | 0 | 0 | #REF! | 0 | 0 | 0 | 0 | 0 | 0 | 0 | 0 | #REF! | #REF! | #REF!
0 | 0 | 0 | 0 | NA | NA | NA | NA | 0 | 0 | 0 | 0 | 0 | 0 | 0 |  | 0 |  | 0 | 0 | 0 | 0 | 0 | 0 | 0 | 0 | 0 | 0 | 0 | 0 | 0 | 0 | 0 | 0 | #REF! | 0 | 0 | 0 | 0 | 0 | 0 | 0 | 0 | #REF! | #REF! | #REF!
0 | 0 | 0 | 0 | NA | NA | NA | NA | 0 | 0 | 0 | 0 | 0 | 0 | 0 |  | 0 |  | 0 | 0 | 0 | 0 | 0 | 0 | 0 | 0 | 0 | 0 | 0 | 0 | 0 | 0 | 0 | 0 | #REF! | 0 | 0 | 0 | 0 | 0 | 0 | 0 | 0 | #REF! | #REF! | #REF!
0 | 0 | 0 | 0 | NA | NA | NA | NA | 0 | 0 | 0 | 0 | 0 | 0 | 0 |  | 0 |  | 0 | 0 | 0 | 0 | 0 | 0 | 0 | 0 | 0 | 0 | 0 | 0 | 0 | 0 | 0 | 0 | #REF! | 0 | 0 | 0 | 0 | 0 | 0 | 0 | 0 | #REF! | #REF! | #REF!
0 | 0 | 0 | 0 | NA | NA | NA | NA | 0 | 0 | 0 | 0 | 0 | 0 | 0 |  | 0 |  | 0 | 0 | 0 | 0 | 0 | 0 | 0 | 0 | 0 | 0 | 0 | 0 | 0 | 0 | 0 | 0 | #REF! | 0 | 0 | 0 | 0 | 0 | 0 | 0 | 0 | #REF! | #REF! | #REF!
0 | 0 | 0 | 0 | NA | NA | NA | NA | 0 | 0 | 0 | 0 | 0 | 0 | 0 |  | 0 |  | 0 | 0 | 0 | 0 | 0 | 0 | 0 | 0 | 0 | 0 | 0 | 0 | 0 | 0 | 0 | 0 | #REF! | 0 | 0 | 0 | 0 | 0 | 0 | 0 | 0 | #REF! | #REF! | #REF!
0 | 0 | 0 | 0 | NA | NA | NA | NA | 0 | 0 | 0 | 0 | 0 | 0 | 0 |  | 0 |  | 0 | 0 | 0 | 0 | 0 | 0 | 0 | 0 | 0 | 0 | 0 | 0 | 0 | 0 | 0 | 0 | #REF! | 0 | 0 | 0 | 0 | 0 | 0 | 0 | 0 | #REF! | #REF! | #REF!
0 | 0 | 0 | 0 | NA | NA | NA | NA | 0 | 0 | 0 | 0 | 0 | 0 | 0 |  | 0 |  | 0 | 0 | 0 | 0 | 0 | 0 | 0 | 0 | 0 | 0 | 0 | 0 | 0 | 0 | 0 | 0 | #REF! | 0 | 0 | 0 | 0 | 0 | 0 | 0 | 0 | #REF! | #REF! | #REF!
0 | 0 | 0 | 0 | NA | NA | NA | NA | 0 | 0 | 0 | 0 | 0 | 0 | 0 |  | 0 |  | 0 | 0 | 0 | 0 | 0 | 0 | 0 | 0 | 0 | 0 | 0 | 0 | 0 | 0 | 0 | 0 | #REF! | 0 | 0 | 0 | 0 | 0 | 0 | 0 | 0 | #REF! | #REF! | #REF!
1 | 1 | 0 | 0 | 0 | 0 | 0 | 0 | 0 | 0 | 0 | 0 | 0 | 0 | 0 |  | 0 |  | 0 | 0 | 0 | 0 | 0 | 0 | 0 | 0 | 0 | 0 | 0 | 0 | 0 | 0 | 0 | 0 | 0 | 0 | 0 | 0 | 0 | 0 | 0 | 0 | 0 | 0 | 0 | 0%
1 | 1 | Total. | [6 empty] | 0 | 24980577.541 | 53587178.3849 | 44180603.3323 | 29961752.5477 | 0 | 0 | 0 | 0 | 0 | 48160215.1203 | 40400378.6559 | 22028282.674 | 0 | 0 | 0 | 123591.4789 | 44931657.6826 | 76584228.0383 | 53467678.5678 | 0 | 0 | 0 | 0 | 438406144.0237 | #REF! | 0 | 24980577.541 | 53587178.3849 | 44180603.3323 | 315534193.2866 | 123591.4789 | 0 | 438406144.0237 | 428466906.1863 | -9939237.8374
1 | 1 | [14 empty] | 29961752.5477 | [23 empty] | inc fbe | Reference | 438406144.0237 | 0% | 0
1 | SWARTLAND |  |  | 0 |  |  |  |  | REVENUE STATISTICS J535 | [9 empty] | HIGH SEASON | [6 empty] | LOW SEASON | [7 empty] | 315657784.7655 | [5 empty] | Incl FBE, |  | Incuding Equatable share, exc addisional streetlight |  |  | Dom subsidy
1 | CALCULATED REV. STATS | [7 empty] | Customer service % Total rev | Basic charge % Total rev | Access % of Total Rev | MD % of Total Rev | Demand % Total rev |  |  | Total energy % Total rev | Other charges | Reactive energy % total rev | Energy Peak % Tot Rev | Energy Standard % Tot Rev | Energy Off-Peak % Tot Rev | Energy total % Tot Rev | Σ MDs all hours % Tot Rev | Σ MDs (P & St) % Tot Rev | Reactive energy % Tot Rev | Energy Peak % Tot Rev | Energy Standard % Tot Rev | Energy Off-Peak % Tot Rev | Energy total % Tot Rev | Σ MDs all hours % Tot Rev | Σ MDs (P & St) % Tot Rev | Reactive energy % Tot Rev | Ave rev /cust /month | 279343172.3589 | [5 empty] | Streetlights |  | #REF! |  |  | `
1 | TARIFF NAME | TARIFF CODE | 0 | Network | Profile | Meter | Size | Capacity (Amps) | % | % | % | % | % |  |  | % | ? | R/year | Rand /season | Rand /season | Rand /season | Rand /season | Rand /season | Rand /season | Rand /season | Rand /season | Rand /season | Rand /season | Rand /season | Rand /season | Rand /season | Rand /season | R/cust/m | [6 empty] | Total |  |  | TARGET REVENUE |  | 2023/2024
1 | 1 | Pre-paid meter system (Indigent Residential) | 0 | S6 | 7Dom | 1;1 PH kWh Pre-paid | 1;Small <50 kVa | 20 |  | 12.33% | 12.75% | 11.65% | 11.65% |  |  | 63.27% |  | 0% | 9.741% | 8.382% | 4.616% | 0% | 0% | 0% | 4.901e-05% | 9.287% | 14.52% | 10.73% | 0% | 0% | 0% | 0% | #DIV/0! | [9 empty] | Previously calculated revenue |  | 428466906.1863
1 | 1 | Households Alternative <20 Amp:- | 0 | S6 | 7Dom | 1;1 PH kWh Pre-paid | 1;Small <50 kVa | 20 |  | 10.82% | 12.97% | 11.85% | 11.85% |  |  | 64.35% |  | 0% | 9.908% | 8.525% | 4.695% | 0% | 0% | 0% | 1.859e-05% | 9.446% | 14.76% | 10.92% | 0% | 0% | 0% | 0% | #DIV/0! | [9 empty] | Plus Income foregone 2022/2023 |  | 4916250.475
1 | 1 | Pre-paid Meter System (Non-Indigent Residential) | 0 | S6 | 7Dom | 3;1 PH kWh | 1;Small <50 kVa | 30 |  | 8.89% | 13.25% | 12.11% | 12.11% |  |  | 65.75% |  | 0% | 10.12% | 8.71% | 4.797% | 0% | 0% | 0% | 1.9e-05% | 9.651% | 15.08% | 11.15% | 0% | 0% | 0% | 0% | #DIV/0! | [9 empty] | Plus add internal sales
1 | 1 | Residential Consumers (Houses, Flats & Farms) Network charge per month | 0 | S6 | 7Dom | 3;1 PH kWh | 1;Small <50 kVa | 40 |  | 6.152% | 13.65% | 12.47% | 12.47% |  |  | 67.72% |  | 0% | 10.43% | 8.972% | 4.941% | 0% | 0% | 0% | 1.957e-05% | 9.941% | 15.54% | 11.49% | 0% | 0% | 0% | 0% | #DIV/0! | [9 empty] | Plus addisional streetlight revenue |  | 5022987.3624 | 5005589.9764
1 | 1 | Residential Consumers (Houses, Flats & Farms) Network charge per month | 0 | S6 | 7Dom | 4;3 Ph kWh | 1;Small <50 kVa | 30 | [34 empty] | Total |  | 438406144.0237
1 | 1 | Net Metering Residential (for Approved SSEG Households) | 0 | S6 | 8SSEG | 4;3 Ph kWh | 1;Small <50 kVa | 40 |  | 8.901% | 15.1% | 15.93% | 15.93% |  |  | 60.07% |  | 0% | 8.567% | 9.449% | 2.083% | 0% | 0% | 0% | 0.00164% | 9.858% | 19.35% | 5.458% | 0% | 0% | 0% | 0% | #DIV/0!
1 | 1 | Commercial Pre-paid:- | 0 | S6 | 6Comm | 1;1 PH kWh Pre-paid | 1;Small <50 kVa | 30 |  | 6.755% | 13.8% | 12.72% | 12.72% |  |  | 66.71% |  | 0% | 11.78% | 10.64% | 3.312% | 0% | 0% | 0% | 0.02001% | 9.18% | 17.65% | 8.207% | 0% | 0% | 0% | 0% | #DIV/0!
1 | 1 | Commercial Alternative < 15 AMP:- | 0 | S6 | 6Comm | 2;3 PH kWh Pre-paid | 1;Small <50 kVa | 20 |  | 27.39% | 10.74% | 9.906% | 9.906% |  |  | 51.94% |  | 0% | 9.176% | 8.285% | 2.579% | 0% | 0% | 0% | 0.01558% | 7.149% | 13.75% | 6.391% | 0% | 0% | 0% | 0% | #DIV/0!
1 | 1 | Commercial Alternative < 15 AMP:-Dept | 0 | S6 | 6Comm | 3;1 PH kWh | 1;Small <50 kVa | 20 |  | 6.859% | 13.78% | 12.71% | 12.71% |  |  | 66.63% |  | 0% | 11.77% | 10.63% | 3.308% | 0% | 0% | 0% | 0.01999% | 9.17% | 17.63% | 8.198% | 0% | 0% | 0% | 0% | #DIV/0!
1 | 1 | Commerce / Non Standard (per kWh ) | 0 | S6 | 6Comm | 3;1 PH kWh | 1;Small <50 kVa | 60 |  | 2.261% | 14.46% | 13.34% | 13.34% |  |  | 69.92% |  | 0% | 12.35% | 11.15% | 3.471% | 0% | 0% | 0% | 0.02098% | 9.623% | 18.5% | 8.603% | 0% | 0% | 0% | 0% | #DIV/0!
1 | 1 | Commerce / Non Standard (per kWh )-Dept | 0 | S6 | 6Comm | 3;1 PH kWh | 1;Small <50 kVa | 30 |  | 5.083% | 14.04% | 12.95% | 12.95% |  |  | 67.9% |  | 0% | 12% | 10.83% | 3.371% | 0% | 0% | 0% | 0.02037% | 9.345% | 17.97% | 8.354% | 0% | 0% | 0% | 0% | #DIV/0!
1 | 1 | Commerce Basic < 20KVA (Basic per month) | 0 | S6 | 6Comm | 3;1 PH kWh | 1;Small <50 kVa | 30 |  | 6.577% | 13.82% | 12.75% | 12.75% |  |  | 66.83% |  | 0% | 11.81% | 10.66% | 3.318% | 0% | 0% | 0% | 0.02005% | 9.198% | 17.69% | 8.223% | 0% | 0% | 0% | 0% | #DIV/0!
1 | 1 | Commerce Basic < 20KVA (Basic per month)-Dept | 0 | S6 | 6Comm | 3;1 PH kWh | 1;Small <50 kVa | 30 |  | 9.228% | 13.43% | 12.38% | 12.38% |  |  | 64.94% |  | 0% | 11.47% | 10.36% | 3.224% | 0% | 0% | 0% | 0.01948% | 8.937% | 17.19% | 7.989% | 0% | 0% | 0% | 0% | #DIV/0!
1 | 1 | Commerce Basic 20 to 40 KVA (Basic per month) | 0 | S6 | 6Comm | 4;3 Ph kWh | 1;Small <50 kVa | 80 |  | 2.733% | 14.39% | 13.27% | 13.27% |  |  | 69.58% |  | 0% | 12.29% | 11.1% | 3.455% | 0% | 0% | 0% | 0.02088% | 9.576% | 18.42% | 8.561% | 0% | 0% | 0% | 0% | #DIV/0!
1 | 1 | Commerce Basic 20 to 40 KVA (Basic per month)-Dept | 0 | S6 | 6Comm | 4;3 Ph kWh | 1;Small <50 kVa | 60 |  | 5.885% | 13.93% | 12.84% | 12.84% |  |  | 67.33% |  | 0% | 11.89% | 10.74% | 3.343% | 0% | 0% | 0% | 0.0202% | 9.266% | 17.82% | 8.284% | 0% | 0% | 0% | 0% | #DIV/0!
1 | 1 | Commerce Basic >40 KVA (Basic per month) | 0 | S6 | 6Comm | 4;3 Ph kWh | 1;Small <50 kVa | 150 |  | 1.699% | 14.55% | 13.41% | 13.41% |  |  | 70.32% |  | 0% | 12.42% | 11.22% | 3.491% | 0% | 0% | 0% | 0.0211% | 9.678% | 18.61% | 8.652% | 0% | 0% | 0% | 0% | #DIV/0!
1 | 1 | Commerce Basic >40 KVA (Basic per month)-Dept | 0 | S6 | 6Comm | 4;3 Ph kWh | 1;Small <50 kVa | 60 |  | 5.439% | 13.99% | 12.9% | 12.9% |  |  | 67.65% |  | 0% | 11.95% | 10.79% | 3.359% | 0% | 0% | 0% | 0.0203% | 9.31% | 17.9% | 8.323% | 0% | 0% | 0% | 0% | #DIV/0!
1 | 1 | Net Metering Commercial;Basic Charge <= 20 kVA per month | 0 | S6 | 8SSEG | 4;3 Ph kWh | 1;Small <50 kVa | 30
1 | 1 | Net Metering CommercialBasic Charge 21 - 40 kVA per month | 0 | S6 | 8SSEG | 4;3 Ph kWh | 1;Small <50 kVa | 40
1 | 1 | Net Metering CommercialBasic Charge 41 - 50 kVA per month | 0 | S6 | 8SSEG | 4;3 Ph kWh | 1;Small <50 kVa | 150
1 | 1 | Sports Grounds including maintenance of Floodlighting:- | 0 | S6 | 6Comm | 4;3 Ph kWh | 1;Small <50 kVa | 90 |  | 98.75% | 0.1843% | 0.1699% | 0.1699% |  |  | 0.8909% |  | 0% | 0.1574% | 0.1421% | 0.04423% | 0% | 0% | 0% | 0.0002673% | 0.1226% | 0.2358% | 0.1096% | 0% | 0% | 0% | 0% | #DIV/0!
1 | 1 | Bulk Industrial | 0 | S5 | 4Ind | 6;3 PH TOU & ct's | 2;Medium <500 kVa | 0 |  | 1.396% | 7.578% | 6.491% | 6.491% |  |  | 84.37% |  | 0% | 12.14% | 9.803% | 5.91% | 0% | 0% | 0% | 0.1615% | 12.23% | 21.6% | 14.59% | 0% | 0% | 0% | 0% | #DIV/0!
1 | 1 | Bulk Industrial-Dept | 0 | S5 | 5Mun | 6;3 PH TOU & ct's | 2;Medium <500 kVa | 0 |  | 2.148% | 17.49% | 14.98% | 14.98% |  |  | 65.32% |  | 0% | 15.97% | 6.64% | 3.922% | 0% | 0% | 0% | 0.06516% | 12.38% | 11.61% | 9.255% | 0% | 0% | 0% | 0% | #DIV/0!
1 | 1 | Bulk Industrial mv | 0 | S4 | 3MV | 6;3 PH TOU & ct's | 3;Large <2000 kVa | 0 |  | 0.03741% | 7.626% | 6.686% | 6.686% |  |  | 85.65% |  | 0% | 11.81% | 9.592% | 6.536% | 0% | 0% | 0% | 0.002618% | 11.65% | 20.46% | 17.15% | 0% | 0% | 0% | 0% | #DIV/0!
1 | 1 | Net Metering Industrial (for Approved SSEG) | 0 | S5 | 4Ind | 6;3 PH TOU & ct's | 2;Medium <500 kVa | 0
1 | 1 | Bulk Time Of Use Tariff: Alternative | 0 | S5 | 4Ind | 6;3 PH TOU & ct's | 2;Medium <500 kVa | 0 |  | 1.033% | 15.45% | 13.24% | 13.24% |  |  | 70.15% |  | 0% | 11.1% | 9.48% | 4.552% | 0% | 0% | 0% | 0.1302% | 9.407% | 18.62% | 10.46% | 0% | 0% | 0% | 0% | #DIV/0!
1 | 1 | Bulk Time Of Use Tariff: Alternative MV | 0 | S4 | 3MV | 6;3 PH TOU & ct's | 3;Large <2000 kVa | 0 |  | 0.06166% | 10.54% | 9.24% | 9.24% |  |  | 80.16% |  | 0% | 12.68% | 10.83% | 5.202% | 0% | 0% | 0% | 0.002311% | 10.75% | 21.27% | 11.95% | 0% | 0% | 0% | 0% | #DIV/0!
1 | 1 | Net Metering Time of Use Bulk Consumers (for Approved SSEG) | 0 | S5 | 4Ind | 6;3 PH TOU & ct's | 2;Medium <500 kVa | 0
1 | 1 | Net Metering Commercial;Basic Charge <= 20 kVA per month | 0 | S6 | 8SSEG | 3;1 PH kWh | 1;Small <50 kVa | 0
1 | 1 | Net Metering CommercialBasic Charge 21 - 40 kVA per month | 0 | S6 | 8SSEG | 4;3 Ph kWh | 1;Small <50 kVa | 0
1 | 1 | Net Metering CommercialBasic Charge 41 - 50 kVA per month | 0 | S6 | 8SSEG | 4;3 Ph kWh | 1;Small <50 kVa | 0
1 | 1 | Streetlights - Internal Tariff | 0 | S6 | 9SSEG E | NA | NA | 0 |  | 82.83% | 3.862% | 3.934% | 3.934% |  |  | 9.369% |  | 0% | 1.488% | 1.095% | 0.3311% | 0% | 0% | 0% | 0.001323% | 1.494% | 2.794% | 1.313% | 0% | 0% | 0% | 0% | #DIV/0!
1 | 1 | Wheeling Charges: | 0 | S6 | NA | NA | NA | 0
1 | 1 | Availability | 0 | S6 | 7Dom | NA | NA | 40 |  |  | 100% |  | 0% |  |  | 0% |  | 0% | 0% | 0% | 0% | 0% | 0% | 0% | 0% | 0% | 0% | 0% | 0% | 0% | 0% | 0% | #DIV/0!
0 | 0 | 0 | 0 | NA | NA | NA | NA | 0
0 | 0 | 0 | 0 | NA | NA | NA | NA | 0
0 | 0 | 0 | 0 | NA | NA | NA | NA | 0
0 | 0 | 0 | 0 | NA | NA | NA | NA | 0
0 | 0 | 0 | 0 | NA | NA | NA | NA | 0
0 | 0 | 0 | 0 | NA | NA | NA | NA | 0
0 | 0 | 0 | 0 | NA | NA | NA | NA | 0
0 | 0 | 0 | 0 | NA | NA | NA | NA | 0
0 | 0 | 0 | 0 | NA | NA | NA | NA | 0
0 | 0 | 0 | 0 | NA | NA | NA | NA | 0
0 | 0 | 0 | 0 | NA | NA | NA | NA | 0
0 | 0 | 0 | 0 | NA | NA | NA | NA | 0
0 | 0 | 0 | 0 | NA | NA | NA | NA | 0
0 | 0 | 0 | 0 | NA | NA | NA | NA | 0
0 | 0 | 0 | 0 | NA | NA | NA | NA | 0
0 | 0 | 0 | 0 | NA | NA | NA | NA | 0
0 | 0 | 0 | 0 | NA | NA | NA | NA | 0
0 | 0 | 0 | 0 | NA | NA | NA | NA | 0
0 | 0 | 0 | 0 | NA | NA | NA | NA | 0
0 | 0 | 0 | 0 | NA | NA | NA | NA | 0
0 | 0 | 0 | 0 | NA | NA | NA | NA | 0
0 | 0 | 0 | 0 | NA | NA | NA | NA | 0
0 | 0 | 0 | 0 | NA | NA | NA | NA | 0
0 | 0 | 0 | 0 | NA | NA | NA | NA | 0
0 | 0 | 0 | 0 | NA | NA | NA | NA | 0
0 | 0 | 0 | 0 | NA | NA | NA | NA | 0
0 | 0 | 0 | 0 | NA | NA | NA | NA | 0
0 | 0 | 0 | 0 | NA | NA | NA | NA | 0
0 | 0 | 0 | 0 | NA | NA | NA | NA | 0
0 | 0 | 0 | 0 | NA | NA | NA | NA | 0
0 | 0 | 0 | 0 | NA | NA | NA | NA | 0
0 | 0 | 0 | 0 | NA | NA | NA | NA | 0
0 | 0 | 0 | 0 | NA | NA | NA | NA | 0
0 | 0 | 0 | 0 | NA | NA | NA | NA | 0
0 | 0 | 0 | 0 | NA | NA | NA | NA | 0
0 | 0 | 0 | 0 | NA | NA | NA | NA | 0
0 | 0 | 0 | 0 | NA | NA | NA | NA | 0
0 | 0 | 0 | 0 | NA | NA | NA | NA | 0
0 | 0 | 0 | 0 | NA | NA | NA | NA | 0
0 | 0 | 0 | 0 | NA | NA | NA | NA | 0
0 | 0 | 0 | 0 | NA | NA | NA | NA | 0
0 | 0 | 0 | 0 | NA | NA | NA | NA | 0
0 | 0 | 0 | 0 | NA | NA | NA | NA | 0
0 | 0 | 0 | 0 | NA | NA | NA | NA | 0
0 | 0 | 0 | 0 | NA | NA | NA | NA | 0
0 | 0 | 0 | 0 | NA | NA | NA | NA | 0
0 | 0 | 0 | 0 | NA | NA | NA | NA | 0
0 | 0 | 0 | 0 | NA | NA | NA | NA | 0
0 | 0 | 0 | 0 | NA | NA | NA | NA | 0
0 | 0 | 0 | 0 | NA | NA | NA | NA | 0
1 | 1 | 0 | 0 | 0 | 0 | 0 | 0 | 0
1 | 1 | Total. | [6 empty] | 0% | 5.698% | 12.22% | 10.08% | 10.08% |  |  | 71.97% |  | 0% | 10.99% | 9.215% | 5.025% | 0% | 0% | 0% | 0.02819% | 10.25% | 17.47% | 12.2% | 0% | 0% | 0% | 0% | #DIV/0!
1 | 1
1 | 1
1 | SWARTLAND |  |  | 0 |  |  |  |  | REVENUE ERRORS FROM CHARGES APPLICABLE FOR ALL MONTHS OF THE YEAR | [9 empty] | HIGH SEASON REVENUE ERROR | [6 empty] | LOW SEASON REVENUE ERROR
1 | ACTUAL VS CALC REV ERROR | [7 empty] | Customer service | Basic | Access | Demand | ALL Energy |  |  |  | Other charges | 0 | Energy Peak | Energy Standard | Energy Off-Peak | Energy TotaL | MD (aLL hours) | MD (P&St) | Reactive energy | Energy Peak | Energy Standard | Energy Off-Peak | Energy TotaL | MD (aLL hours) | MD (P&St) | Reactive energy | COST
1 | TARIFF NAME | TARIFF CODE | 0 | Network | Profile | Meter | Size | Capacity (Amps) | % | % | % | % | % |  |  |  | ? | % | % | % | % | % | % | % | % | % | % | % | % | % | % | % | %
1 | 1 | Pre-paid meter system (Indigent Residential) | 0 | S6 | 7Dom | 1;1 PH kWh Pre-paid | 1;Small <50 kVa | 20 |  | 100% | 100% | 100% | -511.8% | [5 empty] | 100% | 100% | 100% |  |  |  | 100% | 100% | 100% | 100% |  |  |  |  | 63.34%
1 | 1 | Households Alternative <20 Amp:- | 0 | S6 | 7Dom | 1;1 PH kWh Pre-paid | 1;Small <50 kVa | 20 |  | 100% | 100% | 100% | -967.4% | [5 empty] | 100% | 100% | 100% |  |  |  | 100% | 100% | 100% | 100% |  |  |  |  | 34.94%
1 | 1 | Pre-paid Meter System (Non-Indigent Residential) | 0 | S6 | 7Dom | 3;1 PH kWh | 1;Small <50 kVa | 30 |  | 100% | 100% | 100% | -1336% | [5 empty] | 100% | 100% | 100% |  |  |  | 100% | 100% | 100% | 100% |  |  |  |  | 10.58%
1 | 1 | Residential Consumers (Houses, Flats & Farms) Network charge per month | 0 | S6 | 7Dom | 3;1 PH kWh | 1;Small <50 kVa | 40 |  | -319.7% | 100% | 100% | -970.7% | [5 empty] | 100% | 100% | 100% |  |  |  | 100% | 100% | 100% | 100% |  |  |  |  | 5.501%
1 | 1 | Residential Consumers (Houses, Flats & Farms) Network charge per month | 0 | S6 | 7Dom | 4;3 Ph kWh | 1;Small <50 kVa | 30
1 | 1 | Net Metering Residential (for Approved SSEG Households) | 0 | S6 | 8SSEG | 4;3 Ph kWh | 1;Small <50 kVa | 40 |  | -232.6% | 100% | 100% | -880.8% | [5 empty] | 100% | 100% | 100% |  |  |  | 100% | 100% | 100% | 100% |  |  |  |  | 18.36%
1 | 1 | Commercial Pre-paid:- | 0 | S6 | 6Comm | 1;1 PH kWh Pre-paid | 1;Small <50 kVa | 30 |  | 100% | 100% | 100% | -1580% | [5 empty] | 100% | 100% | 100% |  |  |  | 100% | 100% | 100% | 100% |  |  |  |  | 0.4264%
1 | 1 | Commercial Alternative < 15 AMP:- | 0 | S6 | 6Comm | 2;3 PH kWh Pre-paid | 1;Small <50 kVa | 20 |  | 100% | 100% | 100% | -1263% | [5 empty] | 100% | 100% | 100% |  |  |  | 100% | 100% | 100% | 100% |  |  |  |  | 37.1%
1 | 1 | Commercial Alternative < 15 AMP:-Dept | 0 | S6 | 6Comm | 3;1 PH kWh | 1;Small <50 kVa | 20 |  | 100% | 100% | 100% | -1489% | [5 empty] | 100% | 100% | 100% |  |  |  | 100% | 100% | 100% | 100% |  |  |  |  | 5.881%
1 | 1 | Commerce / Non Standard (per kWh ) | 0 | S6 | 6Comm | 3;1 PH kWh | 1;Small <50 kVa | 60 |  | 100% | 100% | 100% | -1165% | [5 empty] | 100% | 100% | 100% |  |  |  | 100% | 100% | 100% | 100% |  |  |  |  | 21.42%
1 | 1 | Commerce / Non Standard (per kWh )-Dept | 0 | S6 | 6Comm | 3;1 PH kWh | 1;Small <50 kVa | 30 |  | 100% | 100% | 100% | -984% | [5 empty] | 100% | 100% | 100% |  |  |  | 100% | 100% | 100% | 100% |  |  |  |  | 34.59%
1 | 1 | Commerce Basic < 20KVA (Basic per month) | 0 | S6 | 6Comm | 3;1 PH kWh | 1;Small <50 kVa | 30 |  | -967.5% | 100% | 100% | -688.2% | [5 empty] | 100% | 100% | 100% |  |  |  | 100% | 100% | 100% | 100% |  |  |  |  | -17.02%
1 | 1 | Commerce Basic < 20KVA (Basic per month)-Dept | 0 | S6 | 6Comm | 3;1 PH kWh | 1;Small <50 kVa | 30 |  | -967.5% | 100% | 100% | -155.6% | [5 empty] | 100% | 100% | 100% |  |  |  | 100% | 100% | 100% | 100% |  |  |  |  | -13.26%
1 | 1 | Commerce Basic 20 to 40 KVA (Basic per month) | 0 | S6 | 6Comm | 4;3 Ph kWh | 1;Small <50 kVa | 80 |  | -916.6% | 100% | 100% | -606.1% | [5 empty] | 100% | 100% | 100% |  |  |  | 100% | 100% | 100% | 100% |  |  |  |  | 28.55%
1 | 1 | Commerce Basic 20 to 40 KVA (Basic per month)-Dept | 0 | S6 | 6Comm | 4;3 Ph kWh | 1;Small <50 kVa | 60 |  | -916.6% | 100% | 100% | -433% | [5 empty] | 100% | 100% | 100% |  |  |  | 100% | 100% | 100% | 100% |  |  |  |  | 8.283%
1 | 1 | Commerce Basic >40 KVA (Basic per month) | 0 | S6 | 6Comm | 4;3 Ph kWh | 1;Small <50 kVa | 150 |  | -1755% | 100% | 100% | -977.5% | [5 empty] | 100% | 100% | 100% |  |  |  | 100% | 100% | 100% | 100% |  |  |  |  | 1.137%
1 | 1 | Commerce Basic >40 KVA (Basic per month)-Dept | 0 | S6 | 6Comm | 4;3 Ph kWh | 1;Small <50 kVa | 60 |  | -1755% | 100% | 100% | 50.98% | [5 empty] | 100% | 100% | 100% |  |  |  | 100% | 100% | 100% | 100% |  |  |  |  | -3.87%
1 | 1 | Net Metering Commercial;Basic Charge <= 20 kVA per month | 0 | S6 | 8SSEG | 4;3 Ph kWh | 1;Small <50 kVa | 30
1 | 1 | Net Metering CommercialBasic Charge 21 - 40 kVA per month | 0 | S6 | 8SSEG | 4;3 Ph kWh | 1;Small <50 kVa | 40
1 | 1 | Net Metering CommercialBasic Charge 41 - 50 kVA per month | 0 | S6 | 8SSEG | 4;3 Ph kWh | 1;Small <50 kVa | 150
1 | 1 | Sports Grounds including maintenance of Floodlighting:- | 0 | S6 | 6Comm | 4;3 Ph kWh | 1;Small <50 kVa | 90 |  | 100% | 100% | 100% | -5878174% | [5 empty] | 100% | 100% | 100% |  |  |  | 100% | 100% | 100% | 100% |  |  |  |  | -4554%
1 | 1 | Bulk Industrial | 0 | S5 | 4Ind | 6;3 PH TOU & ct's | 2;Medium <500 kVa | 0 |  | -304.9% | 100% | -1330% | -894.9% | [5 empty] | 100% | 100% | 100% |  |  |  | 100% | 100% | 100% | 100% |  |  |  |  | -79.15%
1 | 1 | Bulk Industrial-Dept | 0 | S5 | 5Mun | 6;3 PH TOU & ct's | 2;Medium <500 kVa | 0 |  | -304.9% | 100% | -309% | -583.3% | [5 empty] | 100% | 100% | 100% |  |  |  | 100% | 100% | 100% | 100% |  |  |  |  | -7.829%
1 | 1 | Bulk Industrial mv | 0 | S4 | 3MV | 6;3 PH TOU & ct's | 3;Large <2000 kVa | 0 |  | -208.2% | 100% | -81.06% | -231.3% | [5 empty] | 100% | 100% | 100% |  |  |  | 100% | 100% | 100% | 100% |  |  |  |  | 59.74%
1 | 1 | Net Metering Industrial (for Approved SSEG) | 0 | S5 | 4Ind | 6;3 PH TOU & ct's | 2;Medium <500 kVa | 0
1 | 1 | Bulk Time Of Use Tariff: Alternative | 0 | S5 | 4Ind | 6;3 PH TOU & ct's | 2;Medium <500 kVa | 0 |  | -120.8% | 100% | -215.5% | 100% | [5 empty] | -43.38% | -43.29% | -43.22% |  |  |  | 100% | -46.78% | -46.75% | -46.79% |  |  |  |  | -36.54%
1 | 1 | Bulk Time Of Use Tariff: Alternative MV | 0 | S4 | 3MV | 6;3 PH TOU & ct's | 3;Large <2000 kVa | 0 |  | -18.23% | 100% | -295.6% | 100% | [5 empty] | 50.41% | 50.44% | 50.46% |  |  |  | 100% | 49.23% | 49.24% | 49.23% |  |  |  |  | 26.81%
1 | 1 | Net Metering Time of Use Bulk Consumers (for Approved SSEG) | 0 | S5 | 4Ind | 6;3 PH TOU & ct's | 2;Medium <500 kVa | 0
1 | 1 | Net Metering Commercial;Basic Charge <= 20 kVA per month | 0 | S6 | 8SSEG | 3;1 PH kWh | 1;Small <50 kVa | 0
1 | 1 | Net Metering CommercialBasic Charge 21 - 40 kVA per month | 0 | S6 | 8SSEG | 4;3 Ph kWh | 1;Small <50 kVa | 0
1 | 1 | Net Metering CommercialBasic Charge 41 - 50 kVA per month | 0 | S6 | 8SSEG | 4;3 Ph kWh | 1;Small <50 kVa | 0
1 | 1 | Streetlights - Internal Tariff | 0 | S6 | 9SSEG E | NA | NA | 0 |  | 100% | 100% | 100% | -3806% | [5 empty] | 100% | 100% | 100% |  |  |  | 100% | 100% | 100% | 100% |  |  |  |  | 100%
1 | 1 | Wheeling Charges: | 0 | S6 | NA | NA | NA | 0
1 | 1 | Availability | 0 | S6 | 7Dom | NA | NA | 40 |  |  | 100% | [21 empty] | 100%
0 | 0 | 0 | 0 | NA | NA | NA | NA | 0
0 | 0 | 0 | 0 | NA | NA | NA | NA | 0
0 | 0 | 0 | 0 | NA | NA | NA | NA | 0
0 | 0 | 0 | 0 | NA | NA | NA | NA | 0
0 | 0 | 0 | 0 | NA | NA | NA | NA | 0
0 | 0 | 0 | 0 | NA | NA | NA | NA | 0
0 | 0 | 0 | 0 | NA | NA | NA | NA | 0
0 | 0 | 0 | 0 | NA | NA | NA | NA | 0
0 | 0 | 0 | 0 | NA | NA | NA | NA | 0
0 | 0 | 0 | 0 | NA | NA | NA | NA | 0
0 | 0 | 0 | 0 | NA | NA | NA | NA | 0
0 | 0 | 0 | 0 | NA | NA | NA | NA | 0
0 | 0 | 0 | 0 | NA | NA | NA | NA | 0
0 | 0 | 0 | 0 | NA | NA | NA | NA | 0
0 | 0 | 0 | 0 | NA | NA | NA | NA | 0
0 | 0 | 0 | 0 | NA | NA | NA | NA | 0
0 | 0 | 0 | 0 | NA | NA | NA | NA | 0
0 | 0 | 0 | 0 | NA | NA | NA | NA | 0
0 | 0 | 0 | 0 | NA | NA | NA | NA | 0
0 | 0 | 0 | 0 | NA | NA | NA | NA | 0
0 | 0 | 0 | 0 | NA | NA | NA | NA | 0
0 | 0 | 0 | 0 | NA | NA | NA | NA | 0
0 | 0 | 0 | 0 | NA | NA | NA | NA | 0
0 | 0 | 0 | 0 | NA | NA | NA | NA | 0
0 | 0 | 0 | 0 | NA | NA | NA | NA | 0
0 | 0 | 0 | 0 | NA | NA | NA | NA | 0
0 | 0 | 0 | 0 | NA | NA | NA | NA | 0
0 | 0 | 0 | 0 | NA | NA | NA | NA | 0
0 | 0 | 0 | 0 | NA | NA | NA | NA | 0
0 | 0 | 0 | 0 | NA | NA | NA | NA | 0
0 | 0 | 0 | 0 | NA | NA | NA | NA | 0
0 | 0 | 0 | 0 | NA | NA | NA | NA | 0
0 | 0 | 0 | 0 | NA | NA | NA | NA | 0
0 | 0 | 0 | 0 | NA | NA | NA | NA | 0
0 | 0 | 0 | 0 | NA | NA | NA | NA | 0
0 | 0 | 0 | 0 | NA | NA | NA | NA | 0
0 | 0 | 0 | 0 | NA | NA | NA | NA | 0
0 | 0 | 0 | 0 | NA | NA | NA | NA | 0
0 | 0 | 0 | 0 | NA | NA | NA | NA | 0
0 | 0 | 0 | 0 | NA | NA | NA | NA | 0
0 | 0 | 0 | 0 | NA | NA | NA | NA | 0
0 | 0 | 0 | 0 | NA | NA | NA | NA | 0
0 | 0 | 0 | 0 | NA | NA | NA | NA | 0
0 | 0 | 0 | 0 | NA | NA | NA | NA | 0
0 | 0 | 0 | 0 | NA | NA | NA | NA | 0
0 | 0 | 0 | 0 | NA | NA | NA | NA | 0
0 | 0 | 0 | 0 | NA | NA | NA | NA | 0
0 | 0 | 0 | 0 | NA | NA | NA | NA | 0
0 | 0 | 0 | 0 | NA | NA | NA | NA | 0
0 | 0 | 0 | 0 | NA | NA | NA | NA | 0
1 | 1 | 0 | 0 | 0 | 0 | 0 | 0 | 0
1 | 1 | Total. | [7 empty] | -40.72% | 100% | -92.13% | -682.3% | [5 empty] | 91.84% | 91.7% | 92.69% |  |  |  | 100% | 92.41% | 91.19% | 92.91% |  |  |  |  | 15.14%
1 | 1
[11 empty] | 1029422 | [5 empty] | 0
[11 empty] | 13588370.4 | [5 empty] | 0
[11 empty] | 74921224.345 | 4682.5765
[19 empty] | Hi | Low
[10 empty] | TOU differential | Commercial Alternative < 15 AMP:-Dept | [7 empty] | 2.7186 | 1.5091 | 80.14%
[11 empty] | Commerce / Non Standard (per kWh ) | [7 empty] | 2.7186 | 1.5091 | 80.14%
Cover

## CosTariffsSimpl
SWARTLAND | SWARTLAND | SIMPLIFIED COSTS | [5 empty] | #REF!
TARIFF SIMPLIFICATION | [8 empty] | 2023/2024 TARIFFS | [7 empty] | SIMPLIFIED COSTS 2023/2024 |  |  | 18.49%
TARIFF CHARGES | [7 empty] | CHARGES | Basic | Access | MD (aLL hours) | ALL Energy | Block 1 kWh | Block 2 kWh | Block 3 kWh | Block 4 kWh | Basic | Access | Demand | kWh All
Nr | TARIFF NAME | OTHER | Customer category | Sub Category | Tariff Structure Category | Phases | Max Voltage | Capacity category | R/POS/m | R/kVA/m | R/kVA/m | R/ kWh | 50 | 350 | 600 | >600 | R/month | R/kVA | R/kVA | R/kWh
1 | Pre-paid meter system (Indigent Residential) | [7 empty] | 0 | 0 | 0 | 0 | 0 | 1.9267 | 2.7469 | 3.3013 |  |  |  | 3.5862
1 | Households Alternative <20 Amp:- | [7 empty] | 0 | 0 | 0 | 0 | 1.469 | 1.9267 | 2.7469 | 3.3013 |  |  |  | 3.5258
1 | Pre-paid Meter System (Non-Indigent Residential) | [7 empty] | 0 | 0 | 0 | 0 | 3.0062 | 3.2734 | 0 | 0 |  |  |  | 3.451
1 | Residential Consumers (Houses, Flats & Farms) Network charge per month | [7 empty] | 317.6835 | 0 | 0 | 0 | 1.6024 | 2.0603 | 2.8996 | 3.4147 | 408.871 |  |  | 2.2688
1 | Residential Consumers (Houses, Flats & Farms) Network charge per month | [7 empty] | 317.6835 | 0 | 0 | 0 | 1.6024 | 2.0603 | 2.8996 | 3.4147 | #DIV/0! |  |  | #DIV/0!
1 | Net Metering Residential (for Approved SSEG Households) | [7 empty] | 347.6835 | 0 | 0 | 0 | 2.426 | 3.4147 | 0 | 0 | 482.8392 |  |  | 2.4331
1 | Commercial Pre-paid:- | [7 empty] | 0 | 0 | 0 | 3.5674 | 0 | 0 | 0 | 0 |  |  |  | 3.6251
1 | Commercial Alternative < 15 AMP:- | [7 empty] | 0 | 0 | 0 | 3.5674 | 0 | 0 | 0 | 0 |  |  |  | 4.6554
1 | Commercial Alternative < 15 AMP:-Dept |  | #REF! | #REF! | #REF! | #REF! | #REF! | #REF! | 0 | 0 | 0 | 3.5674 | 0 | 0 | 0 | 0 |  |  |  | 3.6292
1 | Commerce / Non Standard (per kWh ) |  | #REF! | #REF! | #REF! | #REF! | #REF! | #REF! | 0 | 14.9128 | 0 | 2.6733 | 0 | 0 | 0 | 0 |  |  |  | 3.4584
1 | Commerce / Non Standard (per kWh )-Dept |  | #REF! | #REF! | #REF! | #REF! | #REF! | #REF! | 0 | 14.9128 | 0 | 2.6733 | 0 | 0 | 0 | 0 |  |  |  | 3.5612
1 | Commerce Basic < 20KVA (Basic per month) | #REF! | #REF! | #REF! | #REF! | #REF! | #REF! | #REF! | 808.0307 | 0 | 0 | 2.6733 | 0 | 0 | 0 | 0 | 392.7074 |  |  | 2.4189
1 | Commerce Basic < 20KVA (Basic per month)-Dept | #REF! | #REF! | #REF! | #REF! | #REF! | #REF! | #REF! | 808.0307 | 0 | 0 | 2.6733 | 0 | 0 | 0 | 0 | 295.9278 |  |  | 2.4189
1 | Commerce Basic 20 to 40 KVA (Basic per month) | #REF! | #REF! | #REF! | #REF! | #REF! | #REF! | #REF! | 1062.8435 | 0 | 0 | 2.6733 | 0 | 0 | 0 | 0 | 1196.9031 |  |  | 2.4189
1 | Commerce Basic 20 to 40 KVA (Basic per month)-Dept | #REF! | #REF! | #REF! | #REF! | #REF! | #REF! | #REF! | 1062.8435 | 0 | 0 | 2.6733 | 0 | 0 | 0 | 0 | 597.1667 |  |  | 2.4189
1 | Commerce Basic >40 KVA (Basic per month) | #REF! | #REF! | #REF! | #REF! | #REF! | #REF! | #REF! | 1939.7879 | 0 | 0 | 2.6733 | 0 | 0 | 0 | 0 | 1878.5321 |  |  | 2.4189
1 | Commerce Basic >40 KVA (Basic per month)-Dept | #REF! | #REF! | #REF! | #REF! | #REF! | #REF! | #REF! | 1939.7879 | 0 | 0 | 2.6733 | 0 | 0 | 0 | 0 | 639.7552 |  |  | 2.4189
1 | Net Metering Commercial;Basic Charge <= 20 kVA per month | #REF! | #REF! | #REF! | #REF! | #REF! | #REF! | #REF! | 838.0307 | 0 | 0 | 2.6733 | 0 | 0 | 0 | 0 | #DIV/0! |  |  | #DIV/0!
1 | Net Metering CommercialBasic Charge 21 - 40 kVA per month | #REF! | #REF! | #REF! | #REF! | #REF! | #REF! | #REF! | 1092.8435 | 0 | 0 | 2.6733 | 0 | 0 | 0 | 0 | #DIV/0! |  |  | #DIV/0!
1 | Net Metering CommercialBasic Charge 41 - 50 kVA per month | #REF! | #REF! | #REF! | #REF! | #REF! | #REF! | #REF! | 1969.7879 | 0 | 0 | 2.6733 | 0 | 0 | 0 | 0 | #DIV/0! |  |  | #DIV/0!
1 | Sports Grounds including maintenance of Floodlighting:- | #REF! | #REF! | #REF! | #REF! | #REF! | #REF! | #REF! | 0 | 0 | 0 | 5.289 | 0 | 0 | 0 | 0 |  |  |  | 271.4297
1 | Bulk Industrial | #REF! | #REF! | #REF! | #REF! | #REF! | #REF! | #REF! | 2196.128 | 0 | 422.5028 | 1.044 | 0 | 0 | 0 | 0 | 558.4193 |  | 195.3273 | 2.1631
1 | Bulk Industrial-Dept | #REF! | #REF! | #REF! | #REF! | #REF! | #REF! | #REF! | 2196.128 | 0 | 422.5028 | 1.044 | 0 | 0 | 0 | 0 | 558.4193 |  | 195.3273 | 2.4478
1 | Bulk Industrial mv | #REF! | #REF! | #REF! | #REF! | #REF! | #REF! | #REF! | 2196.128 | 0 | 422.5028 | 1.044 | 0 | 0 | 0 | 0 | 733.6522 |  | 153.8467 | 2.0629
1 | Net Metering Industrial (for Approved SSEG) | #REF! | #REF! | #REF! | #REF! | #REF! | #REF! | #REF! | 2226.128 | 0 | 422.5028 | 1.044 | 0 | 0 | 0 | 0 | #DIV/0! |  | #DIV/0! | #DIV/0!
1 | Bulk Time Of Use Tariff: Alternative | #REF! | #REF! | #REF! | #REF! | #REF! | #REF! | #REF! | 2196.128 | 0 | 283.3642 | 0 | 0 | 0 | 0 | 0 | 558.4193 |  | 195.3273 | 2.2303
1 | Bulk Time Of Use Tariff: Alternative MV | #REF! | #REF! | #REF! | #REF! | #REF! | #REF! | #REF! | 2196.128 | 0 | 283.3642 | 0 | 0 | 0 | 0 | 0 | 733.6522 |  | 153.8467 | 2.1872
1 | Net Metering Time of Use Bulk Consumers (for Approved SSEG) | #REF! | #REF! | #REF! | #REF! | #REF! | #REF! | #REF! | 2226.128 | 0 | 283.3642 | 0 | 0 | 0 | 0 | 0
1 | Net Metering Commercial;Basic Charge <= 20 kVA per month | #REF! | #REF! | #REF! | #REF! | #REF! | #REF! | #REF! | 838.0307 | 0 | 0 | 2.6733 | 0 | 0 | 0 | 0 | #DIV/0! |  |  | #DIV/0!
1 | Net Metering CommercialBasic Charge 21 - 40 kVA per month | #REF! | #REF! | #REF! | #REF! | #REF! | #REF! | #REF! | 1092.8435 | 0 | 0 | 2.6733 | 0 | 0 | 0 | 0
1 | Net Metering CommercialBasic Charge 41 - 50 kVA per month | #REF! | #REF! | #REF! | #REF! | #REF! | #REF! | #REF! | 1969.7879 | 0 | 0 | 2.6733 | 0 | 0 | 0 | 0
1 | Streetlights - Internal Tariff | #REF! | #REF! | #REF! | #REF! | #REF! | #REF! | #REF! | 0 | 0 | 0 | 1.691 | 0 | 0 | 0 | 0 | 51.7087 |  |  | 25.1512
1 | Wheeling Charges: | #REF! | #REF! | #REF! | #REF! | #REF! | #REF! | #REF! | 500 | 2196.128 | 283.3642 | 0 | 0 | 0 | 0 | 0
1 | Availability | #REF! | #REF! | #REF! | #REF! | #REF! | #REF! | #REF! | 200 | 0 | 0 | 0 | 0 | 0 | 0 | 0 |  | 310.3299
0 | 0 | #REF! | #REF! | #REF! | #REF! | #REF! | #REF! | #REF! | 0 | 0 | 0 | 0 | 0 | 0 | 0 | 0
0 | 0 | #REF! | #REF! | #REF! | #REF! | #REF! | #REF! | #REF! | 0 | 0 | 0 | 0 | 0 | 0 | 0 | 0
0 | 0 | #REF! | #REF! | #REF! | #REF! | #REF! | #REF! | #REF! | 0 | 0 | 0 | 0 | 0 | 0 | 0 | 0
0 | 0 | #REF! | #REF! | #REF! | #REF! | #REF! | #REF! | #REF! | 0 | 0 | 0 | 0 | 0 | 0 | 0 | 0
0 | 0 | #REF! | #REF! | #REF! | #REF! | #REF! | #REF! | #REF! | 0 | 0 | 0 | 0 | 0 | 0 | 0 | 0
0 | 0 | #REF! | #REF! | #REF! | #REF! | #REF! | #REF! | #REF! | 0 | 0 | 0 | 0 | 0 | 0 | 0 | 0
0 | 0 | #REF! | #REF! | #REF! | #REF! | #REF! | #REF! | #REF! | 0 | 0 | 0 | 0 | 0 | 0 | 0 | 0
0 | 0 | #REF! | #REF! | #REF! | #REF! | #REF! | #REF! | #REF! | 0 | 0 | 0 | 0 | 0 | 0 | 0 | 0
0 | 0 | #REF! | #REF! | #REF! | #REF! | #REF! | #REF! | #REF! | 0 | 0 | 0 | 0 | 0 | 0 | 0 | 0
0 | 0 | #REF! | #REF! | #REF! | #REF! | #REF! | #REF! | #REF! | 0 | 0 | 0 | 0 | 0 | 0 | 0 | 0
0 | 0 | #REF! | #REF! | #REF! | #REF! | #REF! | #REF! | #REF! | 0 | 0 | 0 | 0 | 0 | 0 | 0 | 0
0 | 0 | #REF! | #REF! | #REF! | #REF! | #REF! | #REF! | #REF! | 0 | 0 | 0 | 0 | 0 | 0 | 0 | 0
0 | 0 | #REF! | #REF! | #REF! | #REF! | #REF! | #REF! | #REF! | 0 | 0 | 0 | 0 | 0 | 0 | 0 | 0
0 | 0 | #REF! | #REF! | #REF! | #REF! | #REF! | #REF! | #REF! | 0 | 0 | 0 | 0 | 0 | 0 | 0 | 0
0 | 0 | #REF! | #REF! | #REF! | #REF! | #REF! | #REF! | #REF! | 0 | 0 | 0 | 0 | 0 | 0 | 0 | 0
0 | 0 | #REF! | #REF! | #REF! | #REF! | #REF! | #REF! | #REF! | 0 | 0 | 0 | 0 | 0 | 0 | 0 | 0
0 | 0 | #REF! | #REF! | #REF! | #REF! | #REF! | #REF! | #REF! | 0 | 0 | 0 | 0 | 0 | 0 | 0 | 0
0 | 0 | #REF! | #REF! | #REF! | #REF! | #REF! | #REF! | #REF! | 0 | 0 | 0 | 0 | 0 | 0 | 0 | 0
0 | 0 | #REF! | #REF! | #REF! | #REF! | #REF! | #REF! | #REF! | 0 | 0 | 0 | 0 | 0 | 0 | 0 | 0 | #DIV/0! |  | #DIV/0! | #DIV/0!
0 | 0 | #REF! | #REF! | #REF! | #REF! | #REF! | #REF! | #REF! | 0 | 0 | 0 | 0 | 0 | 0 | 0 | 0 | #DIV/0! | #DIV/0!
0 | 0
0 | 0
0 | 0
0 | 0 |  | #N/A | #N/A | #N/A | #N/A | #N/A | #N/A |  |  |  |  | #REF!
0 | 0 |  | #N/A | #N/A | #N/A | #N/A | #N/A | #N/A |  |  |  |  | #REF!
0 | 0 |  | #N/A | #N/A | #N/A | #N/A | #N/A | #N/A |  |  |  |  | #REF!
0 | 0 |  | #N/A | #N/A | #N/A | #N/A | #N/A | #N/A |  |  |  |  | #REF!
NA |  |  | 0 | 0 | 0 | 0 | 0 | 0 |  |  |  |  | #REF!
NA |  |  | 0 | 0 | 0 | 0 | 0 | 0 |  |  |  |  | #REF!
NA |  |  | 0 | 0 | 0 | 0 | 0 | 0 |  |  |  |  | #REF!
NA |  |  | 0 | 0 | 0 | 0 | 0 | 0 |  |  |  |  | #REF!
NA |  |  | 0 | 0 | 0 | 0 | 0 | 0 |  |  |  |  | #REF!
NA |  |  | 0 | 0 | 0 | 0 | 0 | 0 |  |  |  |  | #REF!
NA |  |  | 0 | 0 | 0 | 0 | 0 | 0 |  |  |  |  | #REF!
NA |  |  | 0 | 0 | 0 | 0 | 0 | 0 |  |  |  |  | #REF!
NA |  |  | 0 | 0 | 0 | 0 | 0 | 0 |  |  |  |  | #REF!
NA |  |  | 0 | 0 | 0 | 0 | 0 | 0 |  |  |  |  | #REF!
NA |  |  | 0 | 0 | 0 | 0 | 0 | 0 |  |  |  |  | #REF!
NA |  |  | 0 | 0 | 0 | 0 | 0 | 0 |  |  |  |  | #REF!
NA |  |  | 0 | 0 | 0 | 0 | 0 | 0 |  |  |  |  | #REF!
NA |  |  | 0 | 0 | 0 | 0 | 0 | 0 |  |  |  |  | #REF!
NA |  |  | 0 | 0 | 0 | 0 | 0 | 0 |  |  |  |  | #REF!
NA |  |  | 0 | 0 | 0 | 0 | 0 | 0 |  |  |  |  | #REF!
NA |  |  | 0 | 0 | 0 | 0 | 0 | 0 |  |  |  |  | #REF!
NA |  |  | 0 | 0 | 0 | 0 | 0 | 0 |  |  |  |  | #REF!
NA |  |  | 0 | 0 | 0 | 0 | 0 | 0 |  |  |  |  | #REF!
NA |  |  | 0 | 0 | 0 | 0 | 0 | 0 |  |  |  |  | #REF!
NA |  |  | 0 | 0 | 0 | 0 | 0 | 0 |  |  |  |  | #REF!
NA |  |  | 0 | 0 | 0 | 0 | 0 | 0 |  |  |  |  | #REF!
NA |  |  | 0 | 0 | 0 | 0 | 0 | 0 |  |  |  |  | #REF!
NA |  |  | 0 | 0 | 0 | 0 | 0 | 0 |  |  |  |  | #REF!
NA |  |  | 0 | 0 | 0 | 0 | 0 | 0 |  |  |  |  | #REF!
NA |  |  | 0 | 0 | 0 | 0 | 0 | 0 |  |  |  |  | #REF!
NA |  |  | 0 | 0 | 0 | 0 | 0 | 0 |  |  |  |  | #REF!
NA |  |  | 0 | 0 | 0 | 0 | 0 | 0 |  |  |  |  | #REF!
Total
[17 empty] | 7833.3333 | 0 | 1127.9784 | 13498.7585
14626.7369
0.1556
[19 empty] | 737885.462 | 1997563.5725
2735449.0345
[19 empty] | 29.1005 | Energy cost only
| Pre-paid meter system (Indigent Residential) | [18 empty] | 1.9148
| Households Alternative <20 Amp:- | [18 empty] | 1.9148
| Pre-paid Meter System (Non-Indigent Residential) | [18 empty] | 1.9148
| Residential Consumers (Houses, Flats & Farms) Network charge per month | [18 empty] | 1.9148
| Residential Consumers (Houses, Flats & Farms) Network charge per month | [18 empty] | #DIV/0!
| Net Metering Residential (for Approved SSEG Households) | [18 empty] | 2.0534
| Commercial Pre-paid:- | [18 empty] | 2.0408
| Commercial Alternative < 15 AMP:- | [18 empty] | 2.0408
| Commercial Alternative < 15 AMP:-Dept | [18 empty] | 2.0408
| Commerce / Non Standard (per kWh ) | [18 empty] | 2.0408
| Commerce / Non Standard (per kWh )-Dept | [18 empty] | 2.0408
| Commerce Basic < 20KVA (Basic per month) | [18 empty] | 2.0408

## DomAnalysis
DOMESTIC ENERGY /MARGINAL ESKOM COST ANALYSIS
Eskom |  |  | 2023/2024
'Transmission network charges [R/kVA/m] |  | R/kVA/m | 12.42
Distribution network charges
'Network capacity charge |  | R/kVA/m | 24.18
'Network demand charge |  | R/kVA/m | 45.84
'Urban low voltage subsidy charge [R/kVA/m] |  | R/kVA/m | 0
Energy charges |  |  |  | Ancillary service charge [c/kWh] | Electrification and rural network subsidy charge [c/kWh] | Total
'High demand season [Jun - Aug] | Peak | c/kWh | 481.44 | 0.6 | 11.73 | 493.77
| Standard | c/kWh | 145.83 | 0.6 | 11.73 | 158.16
| Off Peak | c/kWh | 79.21 | 0.6 | 11.73 | 91.54
'Low demand season [Sep - May]
| Peak | c/kWh | 157.03 | 0.6 | 11.73 | 169.36
| Standard | c/kWh | 108.08 | 0.6 | 11.73 | 120.41
| Off Peak | c/kWh | 68.54 | 0.6 | 11.73 | 80.87
Domestic characteristics
DATA PER | HIGH SEASON |  |  | LOW SEASON
BILLING CYCLE | P | S | O | P | S | O | Monthly LF | Annual LF | Reactive Energy | Losses
MONTH | kWh (FOR) | kWh (FOR) | kWh (FOR) | kWh (FOR) | kWh (FOR) | kWh (FOR) | % | % | % of kWh
Domestic | 4.163% | 11.83% | 11.99% | 12.17% | 27.63% | 32.22% | 42.43% | 33.34% |  | 7.949% |  |  | VENDING COST
Dom Poor | 4.163% | 11.83% | 11.99% | 12.17% | 27.63% | 32.22% | 42.43% | 33.34% |  | 7.949% |  |  | Cost | PP cust | R/cust/m | PP Rev | %
[13 empty] | 1371970.59 | 14018 | 8.156 | 92098192.5088 | 1.49%
EFFECTIVE R/KWH | 'Transmission network charges [R/kVA/m] | Distribution network charges |  |  | Energy charges'High demand season [Jun - Aug] |  |  | Energy charges 'Low demand season [Sep - May] | [5 empty] | Eskom Increase | Vending | GRAND TOTAL
c/KWH |  | 'Network capacity charge | 'Network demand charge | Urban low voltage subsidy charge [R/kVA/m] | Peak | Standard | Off Peak | Peak | Standard | Off Peak | Reactive Energy | Sub-Total Energy | Total |  | R/cust/m
| R/kVA/m | R/kVA/m | R/kVA/m | R/kVA/m | c/kWh | c/kWh | c/kWh | c/kWh | c/kWh | c/kWh | c/kWh | c/kWh | c/kWh |  | 8.156
Eskom charges | 12.42 | 24.18 | 45.84 | 0 | 493.77 | 158.16 | 91.54 | 169.36 | 120.41 | 80.87 | 21.19 |  |  |  | c/kWh | c/kWh
Domestic | 5.5094 | 8.4279 | 15.9775 | 0 | 22.1901 | 20.1908 | 11.8481 | 22.2481 | 35.9191 | 28.1258 | 0 | 140.5219 | 170.4366 | 170.4366 | 2.1572 | 172.5938
Dom Poor | 5.5094 | 8.4279 | 15.9775 | 0 | 22.1901 | 20.1908 | 11.8481 | 22.2481 | 35.9191 | 28.1258 | 0 | 140.5219 | 170.4366 | 170.4366 | 2.8103 | 173.2469
0
42

## Subsidy
SUBSIDY ANALYSIS
Tariffs to be subsidised | Customers | Tot Cost | Current revenue | Shortfall | FBE | Subsidy | % subsidy
Pre-paid meter system (Indigent Residential) | 6224 | 56649185.7304 | 29615493.3867 | 27033692.3437 | 4916250.475 | 22117441.8687 | 39.04% | 36.5688
Households Alternative <20 Amp:- | 360 | 3730685.1013 | 3177178.9092 | 553506.1921 |  | 553506.1921 | 14.84%
TOTAL |  | 60379870.8318 | 32792672.2959 | 27587198.5358 | 4916250.475 | 22670948.0608 | 37.55%
Total revenue excluding subsidy customers |  | 395674233.8904
Total subsidy as % of Base revenue | [5 empty] | 5.73%
SUBSIDY ANALYSIS: NEW
Tariffs to be subsidised | Customers | Tot Cost | New revenue | Shortfall | FBE | Subsidy
Pre-paid meter system (Indigent Residential) | 6224 | 56649185.7304 | 29615493.3867 | 27033692.3437 | 6448251.887 | 20585440.4567 | 36.34%
Households Alternative <20 Amp:- | 360 | 3730685.1013 | 3265266.3537 | 465418.7477 |  | 465418.7477 | 12.48%
TOTAL | 0 | 60379870.8318 | 32880759.7404 | 27499111.0914 | 6448251.887 | 21050859.2044 | 34.86%
0 | 0 | 0 | 0 | 0 | 0
Total revenue excluding subsidy customers | 0 | 395674233.8904 | 0 | 0 | 0
Total subsidy as % of Base revenue |  |  |  |  | 5.32% | 5.32%

## Nersa
NERSA PRICE FORMULA
|  | Rate | Portion | Impact
Bulk | Eskom Mun | 18.49% | 74% | 13.68%
Repairs and maintenance | CPI | 6.9% | 8.9% | 0.6141%
Salaries and wages | CPI | 6.9% | 3.8% | 0.2622%
Finance costs | National treasury | 0.5% | 2.1% | 0.0105%
Bad debt provision |  | 6.9% | 3.9% | 0.2691%
Charges from other mun departments |  | 6.9% | 1.8% | 0.1242%
Others | CPI | 6.9% | 5.5% | 0.3795%
TOTAL |  |  | 100% | 15.34%

## PropTar
1 | 1 | [44 empty] | 11.12%
0
0
0
0
0
0
0
0
0
0
0
0
0
0
0
0
0
0
0
0
0
0
0
0
0
0
0
0
0
0
0
0
0
0
0
0
0
0
0
0
0
0
0
0
0
0
0
0
0
0
0
0
0
0
0
0
0
0
0
0
0
0
0
0
0
0
0
0
0
0
0
0
0
0
0
0
0
0
0
0
0
0
0
0
0
0
0
0
0
0
0
0
0
0
0
0
0
0
0
0
0
0
0
0
0
0
0
0
0
0
0
0
0
0
0
0
0
0
0
0
0
0
0
0
0
0
0
0
0
0
0
0
0
0
0
0
0
0
0
0
0
0
0
0
0
0
0
0
0
0
0
0
0
0
0
0
0
0
0
0
0
0
0
0
0
0
0
0
0
0
0
0
0
0
0
0
0
0
0
0
0
0
0
0
0
0
0
0
0
0
0
0
0
0
0
0
0
0
0
0
0
0
0
0
0
0
0
0
0
0
0
0
0
0
0
0
0
0
0
0
0
0
0
0
0
0
0
0
0
0
0
0
0
0
0
0
0
0
0
0
0
0
0
0
0
0
0
0
0
0
0
0
0
0
0
0
0
0
0
0
0
0
0
0
0
0
0
0
0
0
0
0
0
0
0
0
0
0
0
0
0
0
0
0
0
0
0
0
0
0
0
0
0
0
0
0
0
0
0
0
0
0
0
0
0
0
0
0
0
0
0
0
0
0
0
0
0
0
0
0
0
0
0
0
0
0
0
0
0
0
0
0
0
0
0
0
0
0
0
0
0
0
0
0
0
0
0
0
0
0
0
0
0
0
0
0
0
0
1 | SWARTLAND | SWARTLAND | [7 empty] | 2023/2024 Tariffs | [10 empty] | 2022/2023 cost escalated to 2023/2024 | [10 empty] | 2023/2024 Proposed before phase in and increase | [10 empty] | 20223/2024 Proposed after increase | [10 empty] | 2024/2025 Proposed after increase | [10 empty] | 2025/2026 Proposed after increase
1 | 1 | [12 empty] | Hi Demand |  | 3 | Low demand |  | 9 |  | Escalation | Already done |  | 0% | Hi Demand |  | 3 | Low demand |  | 9 |  | Basic adjust. | Access /Demand adjust. | Energy adjust. | Cross-Subsidy adjust. | Hi Demand |  | 3 | Low demand |  | 9 |  | Phase in year 1 | 1 | Increase | 11.12% | Phase in years |  | 3 | Eskom Increase | 0% |  |  | Phase in year | 2 | Increase | 0% | Phase in years |  |  | Eskom Increase | 0% |  |  | Phase in year | 3 | Increase | 0% | Phase in years |  |  | Eskom Increase | 0% |  |  |  | 10 | 17.303 | 1.7303
1 | 1 |  | 2016-06-30 | [10 empty] | Energy Peak | Energy Standard | Energy Off-Peak | Energy Peak | Energy Standard | Energy Off-Peak | Reactive energy |  |  |  |  | Energy Peak | Energy Standard | Energy Off-Peak | Energy Peak | Energy Standard | Energy Off-Peak | Reactive energy | -3.337% | -3.337% | 0% | 5.32% | Energy Peak | Energy Standard | Energy Off-Peak | Energy Peak | Energy Standard | Energy Off-Peak | Reactive energy |  |  |  |  | Energy Peak | Energy Standard | Energy Off-Peak | Energy Peak | Energy Standard | Energy Off-Peak | Reactive energy |  |  |  |  | Energy Peak | Energy Standard | Energy Off-Peak | Energy Peak | Energy Standard | Energy Off-Peak | Reactive energy |  |  |  |  | Energy Peak | Energy Standard | Energy Off-Peak | Energy Peak | Energy Standard | Energy Off-Peak | Reactive energy |  |  | 7.303
1 | PROPOSED TARIFFS | [7 empty] | CHARGES | Basic charge | Capacity | MD / kVA | ALL Energy | Block 1 energy | Block 2 energy | BLock 3 energy | BLock 4 energy | BLock 5 energy |  |  | Basic charge | Access / kVA | MD / kVA | Energy | Block 1 energy | Block 2 energy | BLock 3 energy | BLock 4 energy | BLock 5 energy |  |  | Basic charge | Access / kVA | MD / kVA | Energy | Block 1 energy | Block 2 energy | BLock 3 energy | BLock 4 energy | BLock 5 energy |  |  | Basic charge | Capacity | MD / kVA | ALL Energy | Block 1 energy | Block 2 energy | BLock 3 energy | BLock 4 energy | BLock 5 energy |  |  | Basic charge | Access / kVA | MD / kVA | Energy | Block 1 energy | Block 2 energy | BLock 3 energy | BLock 4 energy | BLock 5 energy |  |  | Basic charge | Access / kVA | MD / kVA | Energy | Block 1 energy | Block 2 energy | BLock 3 energy | BLock 4 energy | BLock 5 energy |  |  |  |  | 73.03%
1 | Nr | TARIFF NAME | TARIFF CODE | Customer category | Sub Category | Tariff Structure Category | Phases | Max Voltage | Capacity category | Rand/ month | Rand/ kVA/m | Rand/ kVA | R/kWh | R/kWh | R/kWh | R/kWh | R/kWh | R/kWh | R/kWh | R/kWh | Rand/ month | Rand/ kVA/m | Rand/ kVA/m | R/kWh | R/kWh | R/kWh | R/kWh | R/kWh | R/kWh | R/kWh |  | Rand/ month | Rand/ kVA/m | Rand/ kVA/m | R/kWh | R/kWh | R/kWh | R/kWh | R/kWh | R/kWh | R/kWh | R/kWh | Rand/month | R/kVA/A/m | R/kVA/A/m | R/kWh | R/kWh | R/kWh | R/kWh | R/kWh | R/kWh | R/kWh | R/kWh | Rand/month | R/kVA/A/m | R/kVA/A/m | R/kWh | R/kWh | R/kWh | R/kWh | R/kWh | R/kWh | R/kWh | R/kWh | Rand/month | R/kVA/A/m | R/kVA/A/m | R/kWh | R/kWh | R/kWh | R/kWh | R/kWh | R/kWh | R/kWh | R/kWh
1 | 1 | Pre-paid meter system (Indigent Residential) | #REF! | #REF! | #REF! | #REF! | #REF! | #REF! |  | 0 | 0 | 0 | 0 | 0 | 1.9267 | 2.7469 | 3.3013 | 0 | 0 | 0 |  |  |  | 3.0266 | [11 empty] | 0 | 1.9267 | 2.7469 | 3.3013 |  | 0 |  | 0 | 0 | 0 |  | 0 | 2.141 | 3.0524 | 3.6684 | 0 | 0 | 0 | 0 | 0 | 0 | 0 | 0 | 2.141 | 3.0524 | 3.6684 |  | 0 | 0 | 0 | 0 | 0 | 0 | 0 | 2.141 | 3.0524 | 3.6684 | 0 | 0 | 0 | 8000
1 | 1 | Households Alternative <20 Amp:- | [7 empty] | 0 | 0 | 0 | 0 | 1.469 | 1.9267 | 2.7469 | 3.3013 | 0 | 0 | 0 |  |  |  | 2.9756 | [11 empty] | 1.9267 | 1.9267 | 2.7469 | 3.3013 |  | 0 |  | 0 | 0 | 0 |  | 2.141 | 2.141 | 3.0524 | 3.6684 | 0 | 0 | 0 | 0 | 0 | 0 | 0 | 2.141 | 2.141 | 3.0524 | 3.6684 |  | 0 | 0 | 0 | 0 | 0 | 0 | 2.141 | 2.141 | 3.0524 | 3.6684 | 0 | 0 | 0
1 | 1 | Pre-paid Meter System (Non-Indigent Residential) | [7 empty] | 0 | 0 | 0 | 0 | 3.0062 | 3.2734 | 0 | 0 | 0 | 0 | 0 | 65.897 | 6.6374 |  | 1.9155 | [7 empty] | 67.0872 | 6.7573 | 0 | 2.0174 | [5 empty] | 0 |  | 24.8491 | 2.5029 | 0 |  | 2.9743 | 3.2711 | 0 | 0 | 0 | 0 | 0 | 49.6982 | 5.0058 | 0 |  | 2.608 | 2.707 | 1.4945 | 1.4945 |  | 0 | 0 | 74.5473 | 7.5087 | 0 |  | 2.2417 | 2.2417 | 2.2417 | 2.2417 | 0 | 0 | 0
1 | 1 | Residential Consumers (Houses, Flats & Farms) Network charge per month | [7 empty] | 317.6835 | 0 | 0 | 0 | 1.6024 | 2.0603 | 2.8996 | 3.4147 | 0 | 0 | 0 | 65.897 | 6.6374 |  | 1.9155 | [7 empty] | 67.0872 | 6.7573 | 0 | 2.0174 | [5 empty] | 0 |  | 260.1891 | 2.5029 | 0 |  | 1.9343 | 2.2735 | 2.8953 | 3.2768 | 0 | 0 | 0 | 167.3682 | 5.0058 | 0 |  | 2.088 | 2.2576 | 2.5685 | 2.7593 |  | 0 | 0 | 74.5473 | 7.5087 | 0 |  | 2.2417 | 2.2417 | 2.2417 | 2.2417 | 0 | 0 | 0
1 | 1 | Residential Consumers (Houses, Flats & Farms) Network charge per month | #REF! | #REF! | #REF! | #REF! | #REF! | #REF! |  | 317.6835 | 0 | 0 | 0 | 1.6024 | 2.0603 | 2.8996 | 3.4147 | 0 | 0 | 0 | 65.897 | 6.6374 |  | 1.9155 | [7 empty] | 67.0872 | 6.7573 | 0 | 2.0174 | [5 empty] | 0 |  | 260.1891 | 2.5029 | 0 |  | 1.9343 | 2.2735 | 2.8953 | 3.2768 | 0 | 0 | 0 | 167.3682 | 5.0058 | 0 |  | 2.088 | 2.2576 | 2.5685 | 2.7593 |  | 0 | 0 | 74.5473 | 7.5087 | 0 |  | 2.2417 | 2.2417 | 2.2417 | 2.2417 | 0 | 0 | 0
1 | 1 | Net Metering Residential (for Approved SSEG Households) | [7 empty] | 347.6835 | 0 | 0 | 0 | 2.426 | 3.4147 | 0 | 0 | 0 | 0 | 0 | 65.897 | 6.6374 |  |  | 7.2631 | 2.3265 | 1.3465 | 2.4912 | 1.7712 | 1.1896 | 0.25108 | 67.0872 | 6.7573 | 0 | 0 | 7.6496 | 2.4502 | 1.4182 | 2.6237 | 1.8654 | 1.2528 | 0.26444 | 74.5473 | 7.5087 | 0 | 0 | 8.5002 | 2.7227 | 1.5758 | 2.9155 | 2.0728 | 1.3922 | 0.29384 | 178.4802 | 5.0058 | 0 | 0 | 6.5654 | 3.0799 | 1.0506 | 1.9437 | 1.3819 | 0.92811 | 0.32652 | 74.5473 | 7.5087 | 0 | 0 | 8.5002 | 2.7227 | 1.5758 | 2.9155 | 2.0728 | 1.3922 | 0.36283
1 | 1 | Commercial Pre-paid:- | [7 empty] | 0 | 0 | 0 | 3.5674 | 0 | 0 | 0 | 0 | 0 | 0 | 0 | 93.4827 | 12.2729 |  | 2.0414 | [7 empty] | 95.1712 | 12.4946 | 0 | 2.15 | [7 empty] | 35.2514 | 4.628 | 0 | 3.4391 | 0 | 0 | 0 | 0 | 0 | 0 | 0 | 70.5028 | 9.256 | 0 | 2.9141 | 0 | 0 | 0 | 0 | 0 | 0 | 0 | 105.7543 | 13.884 | 0 | 2.3891 | 0 | 0 | 0 | 0 | 0 | 0 | 0
1 | 1 | Commercial Alternative < 15 AMP:- | [7 empty] | 0 | 0 | 0 | 3.5674 | 0 | 0 | 0 | 0 | 0 | 0 | 0 |  |  |  | 3.881 | [7 empty] | 0 | 0 | 0 | 4.0875 | [7 empty] | 0 | 0 | 0 | 4.1567 | 0 | 0 | 0 | 0 | 0 | 0 | 0 | 0 | 0 | 0 | 4.3494 | 0 | 0 | 0 | 0 | 0 | 0 | 0 | 0 | 0 | 0 | 4.5421 | 0 | 0 | 0 | 0 | 0 | 0 | 0
1 | 1 | Commercial Alternative < 15 AMP:-Dept | #REF! | #REF! | #REF! | #REF! | #REF! | #REF! |  | 0 | 0 | 0 | 3.5674 | 0 | 0 | 0 | 0 | 0 | 0 | 0 |  |  |  | 3.881 | [7 empty] | 0 | 0 | 0 | 4.0875 | [7 empty] | 0 | 0 | 0 | 4.1567 | 0 | 0 | 0 | 0 | 0 | 0 |  | 0 | 0 | 0 | 4.3494 | 0 | 0 | 0 | 0 | 0 | 0 |  | 0 | 0 | 0 | 4.5421 | 0 | 0 | 0 | 0 | 0 | 0
1 | 1 | Commerce / Non Standard (per kWh ) | [7 empty] | 0 | 14.9128 | 0 | 2.6733 | 0 | 0 | 0 | 0 | 0 | 0 | 0 | 93.4827 | 12.2729 | 0 | 2.0414 | [7 empty] | 95.1712 | 12.4946 | 0 | 2.15 | [7 empty] | 35.2514 | 15.6754 | 0 | 2.7767 | 0 | 0 | 0 | 0 | 0 | 0 | 0 | 70.5028 | 14.7797 | 0 | 2.5829 | 0 | 0 | 0 | 0 | 0 | 0 | 0 | 105.7543 | 13.884 | 0 | 2.3891 | 0 | 0 | 0 | 0 | 0 | 0 | 0
1 | 1 | Commerce / Non Standard (per kWh )-Dept | [7 empty] | 0 | 14.9128 | 0 | 2.6733 | 0 | 0 | 0 | 0 | 0 | 0 | 0 | 93.4827 | 12.2729 | 0 | 2.0414 | [7 empty] | 95.1712 | 12.4946 | 0 | 2.15 | [7 empty] | 35.2514 | 15.6754 | 0 | 2.7767 | 0 | 0 | 0 | 0 | 0 | 0 | 0 | 70.5028 | 14.7797 | 0 | 2.5829 | 0 | 0 | 0 | 0 | 0 | 0 | 0 | 105.7543 | 13.884 | 0 | 2.3891 | 0 | 0 | 0 | 0 | 0 | 0 | 0 |  | Basic charge | Capacity | MD / kVA | ALL Energy | Energy Peak | Energy Standard | Energy Off-Peak | Energy-Peak | Energy Standard | Energy Off-Peak | 70.5028
1 | 1 | Commerce Basic < 20KVA (Basic per month) | [7 empty] | 808.0307 | 0 | 0 | 2.6733 | 0 | 0 | 0 | 0 | 0 | 0 | 0 | 93.4827 | 12.2729 | 0 | 2.0414 | [7 empty] | 95.1712 | 12.4946 | 0 | 2.15 | [7 empty] | 633.8406 | 4.628 |  | 2.7767 | 0 | 0 | 0 | 0 | 0 | 0 | 0 | 369.7974 | 9.256 | 0 |  | 0 | 0 | 0 | 0 | 0 | 0 | 0 | 105.7543 | 13.884 | 0 |  | 0 | 0 | 0 | 0 | 0 | 0 | 0
1 | 1 | Commerce Basic < 20KVA (Basic per month)-Dept | [7 empty] | 808.0307 | 0 | 0 | 2.6733 | 0 | 0 | 0 | 0 | 0 | 0 | 0 | 93.4827 | 12.2729 | 0 | 2.0414 | [7 empty] | 95.1712 | 12.4946 | 0 | 2.15 | [7 empty] | 633.8406 | 4.628 | 0 | 2.7767 | 0 | 0 | 0 | 0 | 0 | 0 | 0 | 369.7974 | 9.256 | 0 |  | 0.99019 | 0.99019 | 0.99019 | 0.99019 | 0.99019 | 0.99019 | 0 | 105.7543 | 13.884 | 0 |  | -4.9347e-16 | -4.9347e-16 | -4.9347e-16 | -4.9347e-16 | -4.9347e-16 | -4.9347e-16 | 0 |  | 95.1712 | 12.4946 | 0 | 2.15 | 0 | 0 | 0 | 0 | 0 | 0 | 0
1 | 1 | Commerce Basic 20 to 40 KVA (Basic per month) | [7 empty] | 1062.8435 | 0 | 0 | 2.6733 | 0 | 0 | 0 | 0 | 0 | 0 | 0 | 93.4827 | 12.2729 | 0 | 2.0414 | [7 empty] | 95.1712 | 12.4946 | 0 | 2.15 | [7 empty] | 822.6059 | 4.628 | 0 | 2.7767 | 0 | 0 | 0 | 0 | 0 | 0 | 0 | 464.1801 | 9.256 | 0 |  | 0.99019 | 0.99019 | 0.99019 | 0.99019 | 0.99019 | 0.99019 | 0 | 105.7543 | 13.884 | 0 |  | -4.9347e-16 | -4.9347e-16 | -4.9347e-16 | -4.9347e-16 | -4.9347e-16 | -4.9347e-16 | 0 |  | 95.1712 | 12.4946 | 0 | 2.15 | 0 | 0 | 0 | 0 | 0 | 0 | 0
1 | 1 | Commerce Basic 20 to 40 KVA (Basic per month)-Dept | [7 empty] | 1062.8435 | 0 | 0 | 2.6733 | 0 | 0 | 0 | 0 | 0 | 0 | 0 | 93.4827 | 12.2729 | 0 | 2.0414 | [7 empty] | 95.1712 | 12.4946 | 0 | 2.15 | [7 empty] | 822.6059 | 4.628 | 0 | 2.7767 | 0 | 0 | 0 | 0 | 0 | 0 | 0 | 464.1801 | 9.256 | 0 | 2.5829 | 0 | 0 | 0 | 0 | 0 | 0 | 0 | 105.7543 | 13.884 | 0 |  | 0 | 0 | 0 | 0 | 0 | 0 | 0
1 | 1 | Commerce Basic >40 KVA (Basic per month) | [7 empty] | 1939.7879 | 0 | 0 | 2.6733 | 0 | 0 | 0 | 0 | 0 | 0 | 0 | 93.4827 | 12.2729 | 0 | 2.0414 | [7 empty] | 95.1712 | 12.4946 | 0 | 2.15 | [7 empty] | 1472.2463 | 4.628 | 0 | 2.7767 | 0 | 0 | 0 | 0 | 0 | 0 | 0 | 789.0003 | 9.256 | 0 | 2.5829 | 0 | 0 | 0 | 0 | 0 | 0 | 0 | 105.7543 | 13.884 | 0 | 2.3891 | 0 | 0 | 0 | 0 | 0 | 0 | 0
1 | 1 | Commerce Basic >40 KVA (Basic per month)-Dept | [7 empty] | 1939.7879 | 0 | 0 | 2.6733 | 0 | 0 | 0 | 0 | 0 | 0 | 0 | 93.4827 | 12.2729 | 0 | 2.0414 | [7 empty] | 95.1712 | 12.4946 | 0 | 2.15 | [7 empty] | 1472.2463 | 4.628 | 0 | 2.7767 | 0 | 0 | 0 | 0 | 0 | 0 | 0 | 789.0003 | 9.256 | 0 | 2.5829 | 0 | 0 | 0 | 0 | 0 | 0 | 0 | 105.7543 | 13.884 | 0 | 2.3891 | 0 | 0 | 0 | 0 | 0 | 0 | 0
1 | 1 | Net Metering Commercial;Basic Charge <= 20 kVA per month | [7 empty] | 838.0307 | 0 | 0 | 2.6733 | 0 | 0 | 0 | 0 | 0 | 0 | 0 | 93.4827 | 12.2729 |  |  | 7.2631 | 2.3265 | 1.3465 | 2.4912 | 1.7712 | 1.1896 | 0.25108 | 95.1712 | 12.4946 | 0 | 0 | 7.6496 | 2.4502 | 1.4182 | 2.6237 | 1.8654 | 1.2528 | 0.26444 | 105.7543 | 13.884 | 0 |  | 8.5002 | 2.7227 | 1.5758 | 2.9155 | 2.0728 | 1.3922 | 0.29384 | 656.0646 | 4.628 | 0 | 1.9804 | 2.8334 | 0.90757 | 0.52528 | 0.97184 | 0.69095 | 0.46406 | 0.26444 | 423.2665 | 10.2853 | 0 | 1.1003 | 6.2969 | 2.017 | 1.1674 | 2.1598 | 1.5356 | 1.0313 | 0.26444
1 | 1 | Net Metering CommercialBasic Charge 21 - 40 kVA per month | [7 empty] | 1092.8435 | 0 | 0 | 2.6733 | 0 | 0 | 0 | 0 | 0 | 0 | 0 | 93.4827 | 12.2729 |  |  | 7.2631 | 2.3265 | 1.3465 | 2.4912 | 1.7712 | 1.1896 | 0.25108 | 95.1712 | 12.4946 | 0 | 0 | 7.6496 | 2.4502 | 1.4182 | 2.6237 | 1.8654 | 1.2528 | 0.26444 | 105.7543 | 13.884 | 0 |  | 8.5002 | 2.7227 | 1.5758 | 2.9155 | 2.0728 | 1.3922 | 0.29384 | [11 empty] | 105.7543 | 13.884 | 0 | -4.9347e-16 | 8.5002 | 2.7227 | 1.5758 | 2.9155 | 2.0728 | 1.3922 | 0
1 | 1 | Net Metering CommercialBasic Charge 41 - 50 kVA per month | [7 empty] | 1969.7879 | 0 | 0 | 2.6733 | 0 | 0 | 0 | 0 | 0 | 0 | 0 | 93.4827 | 12.2729 |  |  | 7.2631 | 2.3265 | 1.3465 | 2.4912 | 1.7712 | 1.1896 | 0.25108 | 95.1712 | 12.4946 | 0 | 0 | 7.6496 | 2.4502 | 1.4182 | 2.6237 | 1.8654 | 1.2528 | 0.26444 | 105.7543 | 13.884 | 0 |  | 8.5002 | 2.7227 | 1.5758 | 2.9155 | 2.0728 | 1.3922 | 0.29384 | 800.1123 | 9.256 | 0 | 0.99019 | 5.6668 | 1.8151 | 1.0506 | 1.9437 | 1.3819 | 0.92811 | 0.29384 | 105.7543 | 13.884 | 0 | -4.9347e-16 | 8.5002 | 2.7227 | 1.5758 | 2.9155 | 2.0728 | 1.3922 | 0.29384 |  |  |  |  | Hi Demand |  | 3 | Low demand |  | 9
1 | 1 | Sports Grounds including maintenance of Floodlighting:- | [7 empty] | 0 | 0 | 0 | 5.289 | 0 | 0 | 0 | 0 | 0 | 0 | 0 |  |  |  | 229.074 | [7 empty] | 0 | 0 | 0 | 5.289 | [7 empty] | 0 | 0 | 0 | 3.9181 | 0 | 0 | 0 | 0 | 0 | 0 | 0 | 0 | 0 | 0 | 1.9591 | 0 | 0 | 0 | 0 | 0 | 0 | 0 | 0 | 0 | 0 | 0 | 0 | 0 | 0 | 0 | 0 | 0 | 0 | Basic charge | Capacity | MD / kVA | ALL Energy | Energy Peak | Energy Standard | Energy Off-Peak | Energy Peak | Energy Standard | Energy Off-Peak | Reactive energy
1 | 1 | Bulk Industrial | [7 empty] | 2196.128 | 0 | 422.5028 | 1.044 | 0 | 0 | 0 | 0 | 0 | 0 | 0 | 471.2797 | 63.4717 | 76.0589 |  | 7.0126 | 2.2462 | 1.3001 | 2.4053 | 1.7101 | 1.1485 | 0.25108 | 479.7919 | 64.6182 | 77.4327 | 0 | 6.4568 | 2.3921 | 1.5852 | 2.5277 | 1.9349 | 1.456 | 0.26444 | 1804.6066 | 23.9346 | 341.6711 |  | 3.165 | 1.6594 | 1.3605 | 1.7097 | 1.4901 | 1.3127 | 0.097948 | 1168.8757 | 47.8691 | 213.8572 | 0.38669 | 4.7832 | 1.7721 | 1.1743 | 1.8725 | 1.4334 | 1.0786 | 0.097948 | 533.1448 | 71.8037 | 86.0432 | 0 | 7.1748 | 2.6581 | 1.7615 | 2.8088 | 2.15 | 1.6179 | 0.097948 |  |  |  |  | 7.3856 | 2.3657 | 1.3692 | 2.5332 | 1.8011 | 1.2096 | 0.26444
1 | 1 | Bulk Industrial-Dept | [7 empty] | 2196.128 | 0 | 422.5028 | 1.044 | 0 | 0 | 0 | 0 | 0 | 0 | 0 | 471.2797 | 63.4717 | 76.0589 |  | 7.0126 | 2.2462 | 1.3001 | 2.4053 | 1.7101 | 1.1485 | 0.25108 | 479.7919 | 64.6182 | 77.4327 | 0 | 6.4568 | 2.3921 | 1.5852 | 2.5277 | 1.9349 | 1.456 | 0.26444 | 1804.6066 | 23.9346 | 341.6711 |  | 3.165 | 1.6594 | 1.3605 | 1.7097 | 1.4901 | 1.3127 | 0.097948 | 1168.8757 | 47.8691 | 213.8572 | 0.38669 | 4.7832 | 1.7721 | 1.1743 | 1.8725 | 1.4334 | 1.0786 | 0.097948 | 533.1448 | 71.8037 | 86.0432 | 0 | 7.1748 | 2.6581 | 1.7615 | 2.8088 | 2.15 | 1.6179 | 0.097948 |  |  |  |  | 7.3856 | 2.3657 | 1.3692 | 2.5332 | 1.8011 | 1.2096 | 0.26444
1 | 1 | Bulk Industrial mv | [7 empty] | 2196.128 | 0 | 422.5028 | 1.044 | 0 | 0 | 0 | 0 | 0 | 0 | 0 | 619.1681 | 49.4355 | 60.6548 |  | 6.8895 | 2.2068 | 1.2772 | 2.363 | 1.6801 | 1.1284 | 0.25108 | 630.3514 | 50.3284 | 61.7504 | 0 | 6.3169 | 2.3402 | 1.5509 | 2.4729 | 1.8929 | 1.4244 | 0.26444 | 1860.3738 | 18.6416 | 335.8624 |  | 3.1132 | 1.6402 | 1.3478 | 1.6894 | 1.4745 | 1.301 | 0.097948 | 1280.4102 | 37.2833 | 202.2397 | 0.38669 | 4.6795 | 1.7336 | 1.1489 | 1.832 | 1.4023 | 1.0552 | 0.097948 | 700.4465 | 55.9249 | 68.617 | 0 | 7.0193 | 2.6005 | 1.7233 | 2.7479 | 2.1034 | 1.5828 | 0.097948 |  |  |  |  | 7.256 | 2.3242 | 1.3452 | 2.4888 | 1.7694 | 1.1884 | 0.26444
1 | 1 | Net Metering Industrial (for Approved SSEG) | [7 empty] | 2226.128 | 0 | 422.5028 | 1.044 | 0 | 0 | 0 | 0 | 0 | 0 | 0 | 471.2797 | 63.4717 | 76.0589 |  | 7.0126 | 2.2462 | 1.3001 | 2.4053 | 1.7101 | 1.1485 | 0.25108 | 479.7919 | 64.6182 | 77.4327 | 0 | 6.4568 | 2.3921 | 1.5852 | 2.5277 | 1.9349 | 1.456 | 0.26444 | 1826.8306 | 23.9346 | 341.6711 |  | 3.165 | 1.6594 | 1.3605 | 1.7097 | 1.4901 | 1.3127 | 0.097948 | 1179.9877 | 47.8691 | 213.8572 | 0.38669 | 4.7832 | 1.7721 | 1.1743 | 1.8725 | 1.4334 | 1.0786 | 0.097948 | 533.1448 | 71.8037 | 86.0432 | 0 | 7.1748 | 2.6581 | 1.7615 | 2.8088 | 2.15 | 1.6179 | 0.097948 |  |  |  |  | 7.3856 | 2.3657 | 1.3692 | 2.5332 | 1.8011 | 1.2096 | 0.26444
1 | 1 | Bulk Time Of Use Tariff: Alternative | [7 empty] | 2196.128 | 0 | 283.3642 | 0 | 5.5494 | 1.6811 | 0.91269 | 1.8101 | 1.2457 | 0.79007 | 0 | 471.2797 | 63.4717 | 76.0589 |  | 7.0126 | 2.2462 | 1.3001 | 2.4053 | 1.7101 | 1.1485 | 0.25108 | 479.7919 | 64.6182 | 77.4327 | 0 | 6.4568 | 2.3921 | 1.5852 | 2.5277 | 1.9349 | 1.456 | 0.26444 | 1804.6066 | 23.9346 | 238.5973 |  | 6.5026 | 2.1314 | 1.2633 | 2.2772 | 1.6395 | 1.1246 | 0.097948 | 1168.8757 | 47.8691 | 162.3202 | 0 | 6.8387 | 2.3947 | 1.5124 | 2.543 | 1.8948 | 1.3712 | 0.097948 | 533.1448 | 71.8037 | 86.0432 | 0 | 7.1748 | 2.6581 | 1.7615 | 2.8088 | 2.15 | 1.6179 | 0.097948 |  |  |  |  | 7.3856 | 2.3657 | 1.3692 | 2.5332 | 1.8011 | 1.2096 | 0.26444
1 | 1 | Bulk Time Of Use Tariff: Alternative MV | [7 empty] | 2196.128 | 0 | 283.3642 | 0 | 5.5494 | 1.6811 | 0.91269 | 1.8101 | 1.2457 | 0.79007 | 0 | 619.1681 | 49.4355 | 60.6548 |  | 6.8895 | 2.2068 | 1.2772 | 2.363 | 1.6801 | 1.1284 | 0.25108 | 630.3514 | 50.3284 | 61.7504 | 0 | 6.3169 | 2.3402 | 1.5509 | 2.4729 | 1.8929 | 1.4244 | 0.26444 | 1860.3738 | 18.6416 | 232.7886 |  | 6.4507 | 2.1121 | 1.2506 | 2.2569 | 1.624 | 1.1129 | 0.097948 | 1280.4102 | 37.2833 | 150.7028 | 0 | 6.735 | 2.3563 | 1.4869 | 2.5024 | 1.8637 | 1.3479 | 0.097948 | 700.4465 | 55.9249 | 68.617 | 0 | 7.0193 | 2.6005 | 1.7233 | 2.7479 | 2.1034 | 1.5828 | 0.097948 |  |  |  |  | 7.256 | 2.3242 | 1.3452 | 2.4888 | 1.7694 | 1.1884 | 0.26444
1 | 1 | Net Metering Time of Use Bulk Consumers (for Approved SSEG) | [7 empty] | 2226.128 | 0 | 283.3642 | 0 | 5.5494 | 1.6811 | 0.91269 | 1.8101 | 1.2457 | 0.79007 | 0 | 471.2797 | 63.4717 | 76.0589 |  | 7.0126 | 2.2462 | 1.3001 | 2.4053 | 1.7101 | 1.1485 | 0.25108 | 479.7919 | 64.6182 | 77.4327 | 0 | 7.3856 | 2.3657 | 1.3692 | 2.5332 | 1.8011 | 1.2096 | 0.26444 | 1826.8306 | 23.9346 | 238.5973 |  | 8.2069 | 2.6288 | 1.5215 | 2.8149 | 2.0013 | 1.3441 | 0.29384 | 592.4305 | 79.7883 | 95.6112 | 0 | 9.1195 | 2.9211 | 1.6907 | 3.1279 | 2.2239 | 1.4936 | 0.29384 | 533.1448 | 71.8037 | 86.0432 | 0 | 8.2069 | 2.6288 | 1.5215 | 2.8149 | 2.0013 | 1.3441 | 0.29384 |  |  |  |  | 7.3856 | 2.3657 | 1.3692 | 2.5332 | 1.8011 | 1.2096 | 0.26444
1 | 1 | Net Metering Commercial;Basic Charge <= 20 kVA per month | [7 empty] | 838.0307 | 0 | 0 | 2.6733 | 0 | 0 | 0 | 0 | 0 | 0 | 0 | 93.4827 | 12.2729 | 0 |  | 7.2631 | 2.3265 | 1.3465 | 2.4912 | 1.7712 | 1.1896 | 0.25108 | 95.1712 | 12.4946 | 0 | 0 | 7.6496 | 2.4502 | 1.4182 | 2.6237 | 1.8654 | 1.2528 | 0.26444 | 105.7543 | 13.884 | 0 |  | 8.5002 | 2.7227 | 1.5758 | 2.9155 | 2.0728 | 1.3922 | 0.29384 | 380.9094 | 9.256 | 0 | 0.99019 | 5.6668 | 1.8151 | 1.0506 | 1.9437 | 1.3819 | 0.92811 | 0.29384 | 105.7543 | 13.884 | 0 | -4.9347e-16 | 8.5002 | 2.7227 | 1.5758 | 2.9155 | 2.0728 | 1.3922 | 0.29384 |  |  |  |  | 7.3943 | 2.3685 | 1.3708 | 2.5362 | 1.8032 | 1.211 | 0.25562
1 | 1 | Net Metering CommercialBasic Charge 21 - 40 kVA per month | [7 empty] | 1092.8435 | 0 | 0 | 2.6733 | 0 | 0 | 0 | 0 | 0 | 0 | 0 | 93.4827 | 12.2729 | 0 |  | 7.2631 | 2.3265 | 1.3465 | 2.4912 | 1.7712 | 1.1896 | 0.25108 | 95.1712 | 12.4946 | 0 | 0 | 7.6496 | 2.4502 | 1.4182 | 2.6237 | 1.8654 | 1.2528 | 0.26444 | 105.7543 | 13.884 | 0 |  | 8.5002 | 2.7227 | 1.5758 | 2.9155 | 2.0728 | 1.3922 | 0.29384 | 475.2921 | 9.256 | 0 | 0.99019 | 5.6668 | 1.8151 | 1.0506 | 1.9437 | 1.3819 | 0.92811 | 0.29384 | 105.7543 | 13.884 | 0 | -4.9347e-16 | 8.5002 | 2.7227 | 1.5758 | 2.9155 | 2.0728 | 1.3922 | 0.29384
1 | 1 | Net Metering CommercialBasic Charge 41 - 50 kVA per month | [7 empty] | 1969.7879 | 0 | 0 | 2.6733 | 0 | 0 | 0 | 0 | 0 | 0 | 0 | 93.4827 | 12.2729 | 0 |  | 7.2631 | 2.3265 | 1.3465 | 2.4912 | 1.7712 | 1.1896 | 0.25108 | 95.1712 | 12.4946 | 0 | 0 | 7.6496 | 2.4502 | 1.4182 | 2.6237 | 1.8654 | 1.2528 | 0.26444 | 105.7543 | 13.884 | 0 |  | 8.5002 | 2.7227 | 1.5758 | 2.9155 | 2.0728 | 1.3922 | 0.29384 | 800.1123 | 9.256 | 0 | 0.99019 | 5.6668 | 1.8151 | 1.0506 | 1.9437 | 1.3819 | 0.92811 | 0.29384 | 105.7543 | 13.884 | 0 | -4.9347e-16 | 8.5002 | 2.7227 | 1.5758 | 2.9155 | 2.0728 | 1.3922 | 0.29384
1 | 1 | Streetlights - Internal Tariff | [7 empty] | 0 | 0 | 0 | 1.691 | 0 | 0 | 0 | 0 | 0 | 0 | 0 | 43.6397 |  | 0 | 3.644 | [7 empty] | 44.4279 | 0 | 0 | 3.8378 | 0 | 0 | 0 | 0 | 0 | 0 | 0 | 49.3683 | 0 | 0 | 4.2646 | 0 | 0 | 0 | 0 | 0 | 0 | 0 | 32.9122 | 0 | 0 | 0.62636 | 0 | 0 | 0 | 0 | 0 | 0 | 0 | 49.3683 | 0 | 0 | 0 | 0 | 0 | 0 | 0 | 0 | 0 | 0 |  |  |  |  | 0 | 0 | 0 | 0 | 0 | 0 | 0
1 | 1 | Wheeling Charges: | [7 empty] | 500 | 2196.128 | 283.3642 | 0 | 0 | 0 | 0 | 0 | 0 | 0 | 0 |  |  | 0 | [8 empty] | 0 | 0 | 0 | 0 | 0 | 0 | 0 | 0 | 0 | 0 | 0 | 370.4 | 1626.8916 | 209.9162 | 0 | 0 | 0 | 0 | 0 | 0 | 0 | 0 | 185.2 | 813.4458 | 104.9581 | 0 | 0 | 0 | 0 | 0 | 0 | 0 | 0 | 0 | 0 | 0 | 0 | 0 | 0 | 0 | 0 | 0 | 0 | 0 |  |  |  |  | 0 | 0 | 0 | 0 | 0 | 0 | 0
1 | 1 | Availability | [7 empty] | 200 | 0 | 0 | 0 | 0 | 0 | 0 | 0 | 0 | 0 | 0 |  | 261.9039 | 0 | [8 empty] | 266.6344 |  | 0 | 0 | [7 empty] | 246.9214 | 0 | 0 | 0 | 0 | 0 | 0 | 0 | 0 | 0 | 0 | 271.6027 | 0 | 0 | 0 | 0 | 0 | 0 | 0 | 0 | 0 | 0 | 296.2841 | 0 | 0 | 0 | 0 | 0 | 0 | 0 | 0 | 0 | 0 |  |  |  |  | 0 | 0 | 0 | 0 | 0 | 0 | 0
0 | 0 | 0 | [7 empty] | 0 | 0 | 0 | 0 | 0 | 0 | 0 | 0 | 0 | 0 | 0 | [22 empty] | 0 | 0 | 0 | 0 | 0 | 0 | 0 | 0 | 0 | 0 | 0 | 0 | 0 | 0 | 0 | 0 | 0 | 0 | 0 | 0 | 0 | 0 | 0 | 0 | 0 | 0 | 0 | 0 | 0 | 0 | 0 | 0 | 0
0 | 0 | 0 | [7 empty] | 0 | 0 | 0 | 0 | 0 | 0 | 0 | 0 | 0 | 0 | 0 | [22 empty] | 0 | 0 | 0 | 0 | 0 | 0 | 0 | 0 | 0 | 0 | 0 | 0 | 0 | 0 | 0 | 0 | 0 | 0 | 0 | 0 | 0 | 0 | 0 | 0 | 0 | 0 | 0 | 0 | 0 | 0 | 0 | 0 | 0 |  |  |  |  | 0 | 0 | 0 | 0 | 0 | 0 | 0
0 | 0 | 0 | [7 empty] | 0 | 0 | 0 | 0 | 0 | 0 | 0 | 0 | 0 | 0 | 0 | [22 empty] | 0 | 0 | 0 | 0 | 0 | 0 | 0 | 0 | 0 | 0 | 0 | 0 | 0 | 0 | 0 | 0 | 0 | 0 | 0 | 0 | 0 | 0 | 0 | 0 | 0 | 0 | 0 | 0 | 0 | 0 | 0 | 0 | 0 | 0 | 0 | 0 | 0 | 0 | 0 | 0 | 0 | 0 | 0 | 0
0 | 0 | 0 | [7 empty] | 0 | 0 | 0 | 0 | 0 | 0 | 0 | 0 | 0 | 0 | 0 | [22 empty] | 0 | 0 | 0 | 0 | 0 | 0 | 0 | 0 | 0 | 0 | 0 | 0 | 0 | 0 | 0 | 0 | 0 | 0 | 0 | 0 | 0 | 0 | 0 | 0 | 0 | 0 | 0 | 0 | 0 | 0 | 0 | 0 | 0
0 | 0 | 0 | [7 empty] | 0 | 0 | 0 | 0 | 0 | 0 | 0 | 0 | 0 | 0 | 0 | [22 empty] | 0 | 0 | 0 | 0 | 0 | 0 | 0 | 0 | 0 | 0 | 0 | 0 | 0 | 0 | 0 | 0 | 0 | 0 | 0 | 0 | 0 | 0 | 0 | 0 | 0 | 0 | 0 | 0 | 0 | 0 | 0 | 0 | 0
0 | 0 | 0 | [7 empty] | 0 | 0 | 0 | 0 | 0 | 0 | 0 | 0 | 0 | 0 | 0 | [22 empty] | 0 | 0 | 0 | 0 | 0 | 0 | 0 | 0 | 0 | 0 | 0 | 0 | 0 | 0 | 0 | 0 | 0 | 0 | 0 | 0 | 0 | 0 | 0 | 0 | 0 | 0 | 0 | 0 | 0 | 0 | 0 | 0 | 0
0 | 0 | 0 | [7 empty] | 0 | 0 | 0 | 0 | 0 | 0 | 0 | 0 | 0 | 0 | 0 | [22 empty] | 0 | 0 | 0 | 0 | 0 | 0 | 0 | 0 | 0 | 0 | 0 | 0 | 0 | 0 | 0 | 0 | 0 | 0 | 0 | 0 | 0 | 0 | 0 | 0 | 0 | 0 | 0 | 0 | 0 | 0 | 0 | 0 | 0
0 | 0 | 0 | [7 empty] | 0 | 0 | 0 | 0 | 0 | 0 | 0 | 0 | 0 | 0 | 0 | [22 empty] | 0 | 0 | 0 | 0 | 0 | 0 | 0 | 0 | 0 | 0 | 0 | 0 | 0 | 0 | 0 | 0 | 0 | 0 | 0 | 0 | 0 | 0 | 0 | 0 | 0 | 0 | 0 | 0 | 0 | 0 | 0 | 0 | 0
0 | 0 | 0 | [7 empty] | 0 | 0 | 0 | 0 | 0 | 0 | 0 | 0 | 0 | 0 | 0 | [22 empty] | 0 | 0 | 0 | 0 | 0 | 0 | 0 | 0 | 0 | 0 | 0 | 0 | 0 | 0 | 0 | 0 | 0 | 0 | 0 | 0 | 0 | 0 | 0 | 0 | 0 | 0 | 0 | 0 | 0 | 0 | 0 | 0 | 0
0 | 0 | 0 | [7 empty] | 0 | 0 | 0 | 0 | 0 | 0 | 0 | 0 | 0 | 0 | 0 | [22 empty] | 0 | 0 | 0 | 0 | 0 | 0 | 0 | 0 | 0 | 0 | 0 | 0 | 0 | 0 | 0 | 0 | 0 | 0 | 0 | 0 | 0 | 0 | 0 | 0 | 0 | 0 | 0 | 0 | 0 | 0 | 0 | 0 | 0
0 | 0 | 0 | [7 empty] | 0 | 0 | 0 | 0 | 0 | 0 | 0 | 0 | 0 | 0 | 0 | [22 empty] | 0 | 0 | 0 | 0 | 0 | 0 | 0 | 0 | 0 | 0 | 0 | 0 | 0 | 0 | 0 | 0 | 0 | 0 | 0 | 0 | 0 | 0 | 0 | 0 | 0 | 0 | 0 | 0 | 0 | 0 | 0 | 0 | 0
0 | 0 | 0 | [7 empty] | 0 | 0 | 0 | 0 | 0 | 0 | 0 | 0 | 0 | 0 | 0 | [22 empty] | 0 | 0 | 0 | 0 | 0 | 0 | 0 | 0 | 0 | 0 | 0 | 0 | 0 | 0 | 0 | 0 | 0 | 0 | 0 | 0 | 0 | 0 | 0 | 0 | 0 | 0 | 0 | 0 | 0 | 0 | 0 | 0 | 0
0 | 0 | 0 | [7 empty] | 0 | 0 | 0 | 0 | 0 | 0 | 0 | 0 | 0 | 0 | 0 | [22 empty] | 0 | 0 | 0 | 0 | 0 | 0 | 0 | 0 | 0 | 0 | 0 | 0 | 0 | 0 | 0 | 0 | 0 | 0 | 0 | 0 | 0 | 0 | 0 | 0 | 0 | 0 | 0 | 0 | 0 | 0 | 0 | 0 | 0
0 | 0 | 0 | [7 empty] | 0 | 0 | 0 | 0 | 0 | 0 | 0 | 0 | 0 | 0 | 0 | [22 empty] | 0 | 0 | 0 | 0 | 0 | 0 | 0 | 0 | 0 | 0 | 0 | 0 | 0 | 0 | 0 | 0 | 0 | 0 | 0 | 0 | 0 | 0 | 0 | 0 | 0 | 0 | 0 | 0 | 0 | 0 | 0 | 0 | 0
0 | 0 | 0 | [7 empty] | 0 | 0 | 0 | 0 | 0 | 0 | 0 | 0 | 0 | 0 | 0 | [22 empty] | 0 | 0 | 0 | 0 | 0 | 0 | 0 | 0 | 0 | 0 | 0 | 0 | 0 | 0 | 0 | 0 | 0 | 0 | 0 | 0 | 0 | 0 | 0 | 0 | 0 | 0 | 0 | 0 | 0 | 0 | 0 | 0 | 0
0 | 0 | 0 | [7 empty] | 0 | 0 | 0 | 0 | 0 | 0 | 0 | 0 | 0 | 0 | 0 | [22 empty] | 0 | 0 | 0 | 0 | 0 | 0 | 0 | 0 | 0 | 0 | 0 | 0 | 0 | 0 | 0 | 0 | 0 | 0 | 0 | 0 | 0 | 0 | 0 | 0 | 0 | 0 | 0 | 0 | 0 | 0 | 0 | 0 | 0
0 | 0 | 0 | [7 empty] | 0 | 0 | 0 | 0 | 0 | 0 | 0 | 0 | 0 | 0 | 0 | [22 empty] | 0 | 0 | 0 | 0 | 0 | 0 | 0 | 0 | 0 | 0 | 0 | 0 | 0 | 0 | 0 | 0 | 0 | 0 | 0 | 0 | 0 | 0 | 0 | 0 | 0 | 0 | 0 | 0 | 0 | 0 | 0 | 0 | 0
0 | 0 | 0 | [7 empty] | 0 | 0 | 0 | 0 | 0 | 0 | 0 | 0 | 0 | 0 | 0 | [22 empty] | 0 | 0 | 0 | 0 | 0 | 0 | 0 | 0 | 0 | 0 | 0 | 0 | 0 | 0 | 0 | 0 | 0 | 0 | 0 | 0 | 0 | 0 | 0 | 0 | 0 | 0 | 0 | 0 | 0 | 0 | 0 | 0 | 0
0 | 0 | 0 | [7 empty] | 0 | 0 | 0 | 0 | 0 | 0 | 0 | 0 | 0 | 0 | 0 | [22 empty] | 0 | 0 | 0 | 0 | 0 | 0 | 0 | 0 | 0 | 0 | 0 | 0 | 0 | 0 | 0 | 0 | 0 | 0 | 0 | 0 | 0 | 0 | 0 | 0 | 0 | 0 | 0 | 0 | 0 | 0 | 0 | 0 | 0
0 | 0 | 0 | [7 empty] | 0 | 0 | 0 | 0 | 0 | 0 | 0 | 0 | 0 | 0 | 0 | [22 empty] | 0 | 0 | 0 | 0 | 0 | 0 | 0 | 0 | 0 | 0 | 0 | 0 | 0 | 0 | 0 | 0 | 0 | 0 | 0 | 0 | 0 | 0 | 0 | 0 | 0 | 0 | 0 | 0 | 0 | 0 | 0 | 0 | 0
0 | 0 | 0 | [7 empty] | 0 | 0 | 0 | 0 | 0 | 0 | 0 | 0 | 0 | 0 | 0
0 | 0 | 0 | [7 empty] | 0 | 0 | 0 | 0 | 0 | 0 | 0 | 0 | 0 | 0 | 0
0 | 0 | 0 | [7 empty] | 0 | 0 | 0 | 0 | 0 | 0 | 0 | 0 | 0 | 0 | 0
0 | 0 | 0 | [7 empty] | 0 | 0 | 0 | 0 | 0 | 0 | 0 | 0 | 0 | 0 | 0
0 | 0 | 0 | [7 empty] | 0 | 0 | 0 | 0 | 0 | 0 | 0 | 0 | 0 | 0 | 0
0 | 0 | 0 | [7 empty] | 0 | 0 | 0 | 0 | 0 | 0 | 0 | 0 | 0 | 0 | 0
0 | 0 | 0 | [7 empty] | 0 | 0 | 0 | 0 | 0 | 0 | 0 | 0 | 0 | 0 | 0
0 | 0 | 0 | [7 empty] | 0 | 0 | 0 | 0 | 0 | 0 | 0 | 0 | 0 | 0 | 0
0 | 0 | 0 | [7 empty] | 0 | 0 | 0 | 0 | 0 | 0 | 0 | 0 | 0 | 0 | 0
0 | 0 | 0 | [7 empty] | 0 | 0 | 0 | 0 | 0 | 0 | 0 | 0 | 0 | 0 | 0
0 | 0 | 0 | [7 empty] | 0 | 0 | 0 | 0 | 0 | 0 | 0 | 0 | 0 | 0 | 0
0 | 0 | 0 | [7 empty] | 0 | 0 | 0 | 0 | 0 | 0 | 0 | 0 | 0 | 0 | 0
0 | 0 | 0 | [7 empty] | 0 | 0 | 0 | 0 | 0 | 0 | 0 | 0 | 0 | 0 | 0
0 | 0 | 0 | [7 empty] | 0 | 0 | 0 | 0 | 0 | 0 | 0 | 0 | 0 | 0 | 0
0 | 0 | 0 | [7 empty] | 0 | 0 | 0 | 0 | 0 | 0 | 0 | 0 | 0 | 0 | 0
0 | 0 | 0 | [7 empty] | 0 | 0 | 0 | 0 | 0 | 0 | 0 | 0 | 0 | 0 | 0
0 | 0 | 0 | [7 empty] | 0 | 0 | 0 | 0 | 0 | 0 | 0 | 0 | 0 | 0 | 0

## TOU
TOU TARIFF REDESIGN |  |  |  |  | HIGH SEASON CHARGES |  |  | LOW SEASON CHARGES
|  | Access | MD (all hours) |  | Energy Peak | Energy Standard | Energy Off-Peak | Energy Peak | Energy Standard | Energy Off-Peak | Reactive energy | Total
|  | R/kVA | R/kVA |  | kWh | kWh | kWh | kWh | kWh | kWh | kvarh | 0
ESKOM MEGAFLEX |  |  | Increase | 0% | 0
Megaflex at MV | 2023/2024 | 43.3673 | 82.9667 | c/kWh | 5.8507 | 1.874 | 1.0847 | 2.0067 | 1.4267 | 0.95823 | 0.2119
With escalation | 2023/2024 | 43.3673 | 82.9667 | #VALUE! | 5.8507 | 1.874 | 1.0847 | 2.0067 | 1.4267 | 0.95823 | 0.2119
[5 empty] | HIGH SEASON CHARGES |  |  | LOW SEASON CHARGES
| Customer service | Access | MD (all hours) | All Energy | Energy Peak | Energy Standard | Energy Off-Peak | Energy Peak | Energy Standard | Energy Off-Peak | Reactive energy | Total
| Customers | kVA | kVA | kWh | kWh | kWh | kWh | kWh | kWh | kWh | kvarh | Rand
Bulk TOU at MV | Markup | 0.4662
Consumption | 7 | 16640.344 | 142631.52 |  | 2078623.91 | 5669314.9011 | 6399310.811 | 5996170.1079 | 15874929.8573 | 18758487.4166 | 195560.1748
Initial tariff | 630.3514 | 50.3284 | 61.7504 | 2.15 | 7.256 | 2.3242 | 1.3452 | 2.4888 | 1.7694 | 1.1884 | 0.26444 |  |  | Initial tariff | 1.211 | 0.25562 | 0 |  | 0 | 0 | 0 | 0 | 0 | 0 | 0 | 0 | 0 | 0 | 0 | 0 | 0 | 0 |  |  |  |  | 0
R/kWh markup |  |  |  |  | 1.4053 | 0.45014 | 0.26053 | 0.48201 | 0.3427 | 0.23016
% Markup |  |  |  |  | 24.02% | 24.02% | 24.02% | 24.02% | 24.02% | 24.02%
Revenue: Initial Tariff | 52949.5208 | 10049776.2839 | 8807551.272 | 0 | 15082489.5772 | 13176487.4313 | 8608282.8298 | 14923036.6425 | 28089679.6806 | 22292443.5062 | 51713.6218 | 121134410.3661
New tariff | 630.3514 | 50.3284 | 61.7504 | 2.15 | 6.3169 | 2.3402 | 1.5509 | 2.4729 | 1.8929 | 1.4244 | 0.26444 | -3512515.4586
Revenue: New tariff | 4412.4601 | 837481.357 | 8807551.272 | 0 | 13130410.141 | 13267520.2171 | 9924390.6442 | 14828182.236 | 30050189.2832 | 26720043.6752 | 51713.6218 | 117621894.9075
R/kWh markup |  |  |  | R/kWh | 0.4662 | 0.4662 | 0.4662 | 0.4662 | 0.4662 | 0.4662
% Markup |  |  |  | % | 7.968% | 24.88% | 42.98% | 23.23% | 32.68% | 48.65%
Load shift impact initial tariff: |  |  |  | R/kWh | Savings in Eskom cost | Lost revenue | Net impact | Savings in Eskom cost | Lost revenue | Net impact
|  | Peak to Standard |  |  | 3.9766 | 4.9318 | 0.95518 | 0.58001 | 0.71932 | 0.13932
|  | Peak to Off-Peak |  |  | 4.766 | 5.9108 | 1.1448 | 1.0485 | 1.3004 | 0.25185
|  | Standard to Off-peak |  |  | 0.78938 | 0.97899 | 0.18961 | 0.46851 | 0.58104 | 0.11253
Bulk TOU at LV | Markup | 0.49135 |  |  | Energy Peak | Energy Standard | Energy Off-Peak | Energy Peak | Energy Standard | Energy Off-Peak | Reactive energy | 129.6891
Consumption | 185 | 9252.7062 | 79308.91 | 256231.7 | 1339705.019 | 3423364.978 | 3687802.9998 | 3958506.2332 | 9908203.2418 | 10415557.0443 | 1247580.457 | Rand
Initial tariff | 479.7919 | 64.6182 | 77.4327 |  | 7.3856 | 2.3657 | 1.3692 | 2.5332 | 1.8011 | 1.2096 | 0.26444 |  |  | Initial tariff | 0 | 0 | 0 | 0 | 0 | 0 | 0 | 0 | 0 | 0 | 0 | 0 | 0 | 0 | 0 | 0 | 0 | 0 | 0 | 0 | 0
R/kWh markup |  |  |  |  | 1.535 | 0.49166 | 0.28457 | 0.52648 | 0.37431 | 0.2514
% Markup |  |  |  |  | 26.24% | 26.24% | 26.24% | 26.24% | 26.24% | 26.24%
Revenue: Initial Tariff | 1065138.0562 | 7174713.2868 | 6141101.5044 | 0 | 9894576.4978 | 8098660.3575 | 5049425.2509 | 10027796.3227 | 17845174.0862 | 12598918.631 | 329908.1932 | 78225412.1866 | Target
New tariff | 479.7919 | 64.6182 | 77.4327 | 0 | 6.4568 | 2.3921 | 1.5852 | 2.5277 | 1.9349 | 1.456 | 0.26444 | 3512826.4861 | 311.0275
Revenue: New Tariff | 1065138.0562 | 7174713.2868 | 6141101.5044 | 0 | 8650270.5878 | 8188993.3053 | 5845968.8223 | 10006067.7234 | 19171162.0583 | 15164915.135 | 329908.1932 | 81738238.6727
R/kWh markup |  |  |  | R/kWh | 0.60617 | 0.51805 | 0.50056 | 0.52099 | 0.50814 | 0.49776 | 0.052538
% Markup |  |  |  | % | 10.36% | 27.64% | 46.15% | 25.96% | 35.62% | 51.95% | 24.79%
Load shift impact initial tariff: |  |  |  | R/kWh | Savings in Eskom cost | Lost revenue | Net impact | Savings in Eskom cost | Lost revenue | Net impact
|  | Peak to Standard |  |  | 3.9766 | 5.0199 | 1.0433 | 0.58001 | 0.73218 | 0.15217
|  | Peak to Off-Peak |  |  | 4.766 | 6.0164 | 1.2504 | 1.0485 | 1.3236 | 0.27508
|  | Standard to Off-peak |  |  | 0.78938 | 0.99648 | 0.2071 | 0.46851 | 0.59143 | 0.12292
SPU TOU at LV | Markup | 0.40517 |  |  | 15082489.5772 | 13176487.4313 | 8608282.8298 | 14923036.6425 | 28089679.6806 | 22292443.5062 | 0 | Total
Consumption | 1429.2206 | 3984.4939 | 0 | 164988.17 | 0 | 0 | 0 | 0 | 0 | 0 | 0 | Rand
Initial tariff | 0 | 0 | 0 |  | 0 | 0 | 0 | 0 | 0 | 0 | 0
R/kWh markup |  |  |  |  | -5.8507 | -1.874 | -1.0847 | -2.0067 | -1.4267 | -0.95823 | -0.2119
% Markup |  |  |  |  | -100% | -100% | -100% | -100% | -100% | -100% | -100%
Revenue: Initial Tariff | 0 | 0 | 0 | 0 | 0 | 0 | 0 | 0 | 0 | 0 | 0 | 0
New tariff | 0 | 0 | 0 | 0 | 6.2558 | 2.2792 | 1.4898 | 2.4119 | 1.8319 | 1.3634 | 0.2119 | 0
Revenue: New Tariff | 0 | 0 | 0 | 0 | 0 | 0 | 0 | 0 | 0 | 0 | 0 | 0
R/kWh markup |  |  |  | R/kWh | 0.40517 | 0.40517 | 0.40517 | 0.40517 | 0.40517 | 0.40517 | 0
% Markup |  |  |  | % | 6.925% | 21.62% | 37.35% | 20.19% | 28.4% | 42.28% | 0% |  |  | 2899.8
Load shift impact initial tariff: |  |  |  | R/kWh | Savings in Eskom cost | Lost revenue | Net impact | Savings in Eskom cost | Lost revenue | Net impact
|  | Peak to Standard |  |  | 3.9766 | 0 | -3.9766 | 0.58001 | 0 | -0.58001
|  | Peak to Off-Peak |  |  | 4.766 | 0 | -4.766 | 1.0485 | 0 | -1.0485
|  | Standard to Off-peak |  |  | 0.78938 | 0 | -0.78938 | 0.46851 | 0 | -0.46851
Bulk Urban TOU < 80 kVA LV |  |  |  |  | 0 |  |  | 0
| Customer service | Access | MD (all hours) | All Energy | Energy Peak | Energy Standard | Energy Off-Peak | Energy Peak | Energy Standard | Energy Off-Peak | Reactive energy | Total
| Customers | kVA | kVA | kWh | kWh | kWh | kWh | kWh | kWh | kWh | kvarh | Rand
| Markup | 0.46588 |  |  | 9894576.4978 | 8098660.3575 | 5049425.2509 | 10027796.3227 | 17845174.0862 | 12598918.631 | 0 | Total
Consumption |  |  | 0 | 0 | 5259732.4671 | 14453387.7782 | 14830289.7845 | 15219578.7021 | 37355138.6742 | 42218146.0639 | 0 | Rand
Initial tariff | 88.1502 | 7.9366 | 0 |  | 7.5046 | 2.4038 | 1.3913 | 2.574 | 1.8301 | 1.2291 | 0 |  |  | 69000
R/kWh markup |  |  |  |  | 1.654 | 0.52978 | 0.30663 | 0.5673 | 0.40333 | 0.27089
% Markup |  |  |  |  | 28.27% | 28.27% | 28.27% | 28.27% | 28.27% | 28.27%
Revenue: Initial Tariff |  |  |  | 0 | 39472413.3035 | 34743345.5735 | 20633165.9092 | 39175883.6105 | 68362546.9043 | 51890986.3856 | 0 | 254278341.6866
New tariff |  |  |  | 0 | 6.3166 | 2.3399 | 1.5505 | 2.4726 | 1.8926 | 1.4241 |  | 4214072.0164
Revenue: New Tariff |  |  |  | 0 | 33223409.8437 | 33819713.2333 | 22994892.4804 | 37632307.6568 | 70698942.2609 | 60123148.2279 | 0 | 258492413.703 | 1.9986
R/kWh markup |  |  |  | R/kWh | 0.46588 | 0.46588 | 0.46588 | 0.46588 | 0.46588 | 0.46588
% Markup |  |  |  | % | 7.963% | 24.86% | 42.95% | 23.22% | 32.65% | 48.62%
Load shift impact initial tariff: |  |  |  | R/kWh | Savings in Eskom cost | Lost revenue | Net impact | Savings in Eskom cost | Lost revenue | Net impact
|  | Peak to Standard |  |  | 3.9766 | 5.1008 | 1.1242 | 0.58001 | 0.74397 | 0.16397
|  | Peak to Off-Peak |  |  | 4.766 | 6.1134 | 1.3473 | 1.0485 | 1.3449 | 0.29641
|  | Standard to Off-peak |  |  | 0.78938 | 1.0125 | 0.22315 | 0.46851 | 0.60096 | 0.13245
EXISTING TARIFF EVALUATED
Existing MV |  | Access | Demand |  | Energy Peak | Energy Standard | Energy Off-Peak | Energy Peak | Energy Standard | Energy Off-Peak
Eskom |  | 43.3673 | 82.9667 | #VALUE! | 5.8507 | 1.874 | 1.0847 | 2.0067 | 1.4267 | 0.95823 | 0 | 0
Existing tariff |  | 0 | 0 |  | 0 | 0 | 0 | 0 | 0 | 0 | 0 |  |  | Initial tariff | 0 | 0 | 0 | [6 empty] | 0 | 0 | 0 |  |  |  | 0 | 0 | 0 | 0 | 0 | 0 | 0
R/kWh markup |  | -43.3673 | -82.9667 |  | -5.8507 | -1.874 | -1.0847 | -2.0067 | -1.4267 | -0.95823
% Markup |  | -100% | -100% |  | -100% | -100% | -100% | -100% | -100% | -100%
Load shift impact existing tariff: |  |  |  | R/kWh | Savings in Eskom cost | Lost revenue | Net impact | Savings in Eskom cost | Lost revenue | Net impact
|  | Peak to Standard |  |  | 3.9766 | 0 | -3.9766 | 0.58001 | 0 | -0.58001
|  | Peak to Off-Peak |  |  | 4.766 | 0 | -4.766 | 1.0485 | 0 | -1.0485
|  | Standard to Off-peak |  |  | 0.78938 | 0 | -0.78938 | 0.46851 | 0 | -0.46851
Existing LV |  | Access | Demand
Eskom |  | 43.3673 | 54.3158 | 2134706.69 | 5.8507 | 1.874 | 1.0847 | 2.0067 | 1.4267 | 0.95823 | 0 | 0
Existing tariff |  | 0 | 0 |  | 0 | 0 | 0 | 0 | 0 | 0 | 0 |  |  | Initial tariff | 0 | 0 | 0 |  | 0 | 0 | 0 | 0 | 0 | 0 | 0 | 0 |  |  |  | 0 | 0 | 0 | 0 | 0 | 0 | 0
R/kWh markup |  | -43.3673 | -54.3158 |  | -5.8507 | -1.874 | -1.0847 | -2.0067 | -1.4267 | -0.95823
% Markup |  | -100% | -100% |  | -100% | -100% | -100% | -100% | -100% | -100%
Revenue: Initial Tariff | 0 | 0 | #REF! | 0 | 0 | 0 | 0 | 0 | 0 | 0 | 0 | #REF!
New tariff | 0 | 0 | #REF! | 0 | #VALUE! | #VALUE! | #VALUE! | #VALUE! | #VALUE! | #VALUE! | 0 | #REF!
Revenue: New Tariff | 0 | 0 | #REF! | 0 | #VALUE! | #VALUE! | #VALUE! | #VALUE! | #VALUE! | #VALUE! | 0 | #REF!
R/kWh markup |  |  |  | R/kWh | #VALUE! | #VALUE! | #VALUE! | #VALUE! | #VALUE! | #VALUE!
% Markup |  |  |  | % | #VALUE! | #VALUE! | #VALUE! | #VALUE! | #VALUE! | #VALUE!
Load shift impact initial tariff: |  |  |  | R/kWh | Savings in Eskom cost | Lost revenue | Net impact | Savings in Eskom cost | Lost revenue | Net impact
|  | Peak to Standard |  |  | 3.9766 | 0 | -3.9766 | 0.58001 | 0 | -0.58001
|  | Peak to Off-Peak |  |  | 4.766 | 0 | -4.766 | 1.0485 | 0 | -1.0485
|  | Standard to Off-peak |  |  | 0.78938 | 0 | -0.78938 | 0.46851 | 0 | -0.46851
[5 empty] | 3.795% | 10.35% | 11.68% | 10.95% | 28.98% | 34.25%
[5 empty] | 4.025% | 9.914% | 11.25% | 12.19% | 29.11% | 33.5%
[5 empty] | 16.22% | 39.03% | 44.75%
[5 empty] | 14.74% | 39.33% | 45.93%

## N Prop
1 | SWARTLAND | [6 empty] | 0 | CHARGES APPLICABLE FOR ALL MONTHS OF THE YEAR | [9 empty] | HIGH SEASON CHARGES | [6 empty] | LOW SEASON CHARGES
1 | 2022/2023 final before phase in |  | 2016-06-30 | [5 empty] | 2022/2023 final before phase in | [5 empty] | 1.9267 |  |  |  | Months in year. |  | 3 |  |  |  |  | Months in year. |  | 9
1 | TARIFF CHARGES | [6 empty] | CHARGES | Customer service | Basic | Access | MD (all hours) | All Energy | Block 1 energy | Block 2 energy | Block 3 energy | Block 4 energy | Block 5 energy | Energy Peak | Energy Standard | Energy Off-Peak | Energy Total | MD (all hours) | MD (P&St) | Reactive energy | Energy Peak | Energy Standard | Energy Off-Peak | Energy Total | MD (all hours) | MD (P&St) | Reactive energy | Total
1 | Nr | TARIFF NAME | TARIFF CODE | Customer category | Sub Category | Tariff Structure Category | Max Voltage | Capacity category | R/cust | R/POS/m | R/kVA/m | R/kVA/m | c/ kWh | c/ kWh | c/ kWh | c/ kWh | c/ kWh | c/ kWh | c/kWh | c/kWh | c/kWh | c/kWh | R/kVA/m | R/kVA/m | c/kvarh | c/kWh | c/kWh | c/kWh | c/kWh | R/kVA/m | R/kVA/m | c/kvarh | c/kWh | R/Amp
1 | 1 | Pre-paid meter system (Indigent Residential) | 0 |  |  |  |  | 20 |  | 0 | 0 | 0 | 0 | 0 | 1.9267 | 2.7469 | 3.3013 | 0 | [14 empty] | 158.2244
1 | 1 | Households Alternative <20 Amp:- | 0 |  |  |  |  | 20 |  | 0 | 0 | 0 | 0 | 1.9267 | 1.9267 | 2.7469 | 3.3013 | 0 | [14 empty] | 260.4415 | #DIV/0! | #DIV/0! | #DIV/0! | #DIV/0! | #DIV/0! | #DIV/0! | #DIV/0! | #DIV/0! | #DIV/0! | #DIV/0! | #DIV/0! | #DIV/0!
1 | 1 | Pre-paid Meter System (Non-Indigent Residential) | 0 |  |  |  |  | 30 |  | 67.0872 | 6.7573 | 0 | 2.0174 | 0 | 0 | 0 | 0 | 0 | [14 empty] | 307.9668
1 | 1 | Residential Consumers (Houses, Flats & Farms) Network charge per month | 0 |  |  |  |  | 40 |  | 67.0872 | 6.7573 | 0 | 2.0174 | 0 | 0 | 0 | 0 | 0 | [14 empty] | 290.9741
1 | 1 | Residential Consumers (Houses, Flats & Farms) Network charge per month | 0 |  |  |  |  | 30 |  | 67.0872 | 6.7573 | 0 | 2.0174 | 0 | 0 | 0 | 0 | 0 | [14 empty] | 0
1 | 1 | Net Metering Residential (for Approved SSEG Households) | 0 |  |  |  |  | 40 |  | 67.0872 | 6.7573 | 0 | 0 | 7.6496 | 2.4502 | 1.4182 | 2.6237 | 1.7712 | 7.6496 | 2.4502 | 1.4182 |  |  |  | 0.26444 | 2.6237 | 1.8654 | 1.2528 | 0.26444 | 74.5473 | 7.5087 |  | 329.2754
1 | 1 | Commercial Pre-paid:- | 0 |  |  |  |  | 30 |  | 95.1712 | 12.4946 | 0 | 2.15 | 0 | 0 | 0 | 0 | 0 | 0 | 0 | 0 |  |  |  | 0 | 0 | 0 | 0 | 0 | 35.2514 | 4.628 |  | 318.9049 | 0
1 | 1 | Commercial Alternative < 15 AMP:- | 0 |  |  |  |  | 20 |  | 0 | 0 | 0 | 4.0875 | 0 | 0 | 0 | 0 | 0 | 0 | 0 | 0 |  |  |  | 0 | 0 | 0 | 0 | 0 | 0 | 0 |  | 408.7527 | 0
1 | 1 | Commercial Alternative < 15 AMP:-Dept | 0 |  |  |  |  | 20 |  | 0 | 0 | 0 | 4.0875 | 0 | 0 | 0 | 0 | 0 | 0 | 0 | 0 |  |  |  | 0 | 0 | 0 | 0 | 0 | 0 | 0 |  | 408.7527 | 0
1 | 1 | Commerce / Non Standard (per kWh ) | 0 |  |  |  |  | 60 |  | 95.1712 | 12.4946 | 0 | 2.15 | 0 | 0 | 0 | 0 | 0 | 0 | 0 | 0 |  |  |  | 0 | 0 | 0 | 0 | 0 | 35.2514 | 15.6754 |  | 299.7916 | 0
1 | 1 | Commerce / Non Standard (per kWh )-Dept | 0 |  |  |  |  | 30 |  | 95.1712 | 12.4946 | 0 | 2.15 | 0 | 0 | 0 | 0 | 0 | 0 | 0 | 0 |  |  |  | 0 | 0 | 0 | 0 | 0 | 35.2514 | 15.6754 |  | 324.1876 | 0
1 | 1 | Commerce Basic < 20KVA (Basic per month) | 0 |  |  |  |  | 30 |  | 95.1712 | 12.4946 | 0 | 2.15 | 0 | 0 | 0 | 0 | 0 | 0 | 0 | 0 |  |  |  | 0 | 0 | 0 | 0 | 0 | 633.8406 | 4.628 |  | 358.5441 | 0
1 | 1 | Commerce Basic < 20KVA (Basic per month)-Dept | 0 |  |  |  |  | 30 |  | 95.1712 | 12.4946 | 0 | 2.15 | 0 | 0 | 0 | 0 | 0 | 0 | 0 | 0 |  |  |  | 0 | 0 | 0 | 0 | 0 | 633.8406 | 4.628 |  | 422.268 | 0
1 | 1 | Commerce Basic 20 to 40 KVA (Basic per month) | 0 |  |  |  |  | 80 |  | 95.1712 | 12.4946 | 0 | 2.15 | 0 | 0 | 0 | 0 | 0 | 0 | 0 | 0 |  |  |  | 0 | 0 | 0 | 0 | 0 | 822.6059 | 4.628 |  | 311.6193 | 0
1 | 1 | Commerce Basic 20 to 40 KVA (Basic per month)-Dept | 0 |  |  |  |  | 60 |  | 95.1712 | 12.4946 | 0 | 2.15 | 0 | 0 | 0 | 0 | 0 | 0 | 0 | 0 |  |  |  | 0 | 0 | 0 | 0 | 0 | 822.6059 | 4.628 |  | 380.9116 | 0
1 | 1 | Commerce Basic >40 KVA (Basic per month) | 0 |  |  |  |  | 150 |  | 95.1712 | 12.4946 | 0 | 2.15 | 0 | 0 | 0 | 0 | 0 | 0 | 0 | 0 |  |  |  | 0 | 0 | 0 | 0 | 0 | 1472.2463 | 4.628 |  | 321.9106 | 0
1 | 1 | Commerce Basic >40 KVA (Basic per month)-Dept | 0 |  |  |  |  | 60 |  | 95.1712 | 12.4946 | 0 | 2.15 | 0 | 0 | 0 | 0 | 0 | 0 | 0 | 0 |  |  |  | 0 | 0 | 0 | 0 | 0 | 1472.2463 | 4.628 |  | 367.6332 | 0
1 | 1 | Net Metering Commercial;Basic Charge <= 20 kVA per month | 0 |  |  |  |  | 30 |  | 95.1712 | 12.4946 | 0 | 0 | [5 empty] | 7.6496 | 2.4502 | 1.4182 |  |  |  | 0.26444 | 2.6237 | 1.8654 | 1.2528 | 0.26444 | 105.7543 | 13.884 |  | 0 | 0
1 | 1 | Net Metering CommercialBasic Charge 21 - 40 kVA per month | 0 |  |  |  |  | 40 |  | 95.1712 | 12.4946 | 0 | 0 | [5 empty] | 7.6496 | 2.4502 | 1.4182 |  |  |  | 0.26444 | 2.6237 | 1.8654 | 1.2528 | 0.26444 | 105.7543 | 13.884 |  | 0 | 0
1 | 1 | Net Metering CommercialBasic Charge 41 - 50 kVA per month | 0 |  |  |  |  | 150 |  | 95.1712 | 12.4946 | 0 | 0 | [5 empty] | 7.6496 | 2.4502 | 1.4182 |  |  |  | 0.26444 | 2.6237 | 1.8654 | 1.2528 | 0.26444 | 105.7543 | 13.884 |  | 0
1 | 1 | Sports Grounds including maintenance of Floodlighting:- | 0 |  |  |  |  | 90 |  | 0 | 0 | 0 | 5.289 | [5 empty] | 0 | 0 | 0 |  |  |  | 0 | 0 | 0 | 0 | 0 | 0 | 0 |  | 528.9024
1 | 1 | Bulk Industrial | 0 |  |  |  |  | 0 |  | 479.7919 | 64.6182 | 77.4327 | 0 | [5 empty] | 6.4568 | 2.3921 | 1.5852 |  |  |  | 0.26444 | 2.5277 | 1.9349 | 1.456 | 0.26444 | 1804.6066 | 23.9346 |  | 237.4225
1 | 1 | Bulk Industrial-Dept | 0 |  |  |  |  | 0 |  | 479.7919 | 64.6182 | 77.4327 | 0 | [5 empty] | 6.4568 | 2.3921 | 1.5852 |  |  |  | 0.26444 | 2.5277 | 1.9349 | 1.456 | 0.26444 | 1804.6066 | 23.9346 |  | 335.2545
1 | 1 | Bulk Industrial mv | 0 |  |  |  |  | 0 |  | 630.3514 | 50.3284 | 61.7504 | 0 | [5 empty] | 6.3169 | 2.3402 | 1.5509 |  |  |  | 0.26444 | 2.4729 | 1.8929 | 1.4244 | 0.26444 | 1860.3738 | 18.6416 |  | 224.1743
1 | 1 | Net Metering Industrial (for Approved SSEG) | 0 |  |  |  |  | 0 |  | 479.7919 | 64.6182 | 77.4327 | 0 | [5 empty] | 6.4568 | 2.3921 | 1.5852 |  |  |  | 0.26444 | 2.5277 | 1.9349 | 1.456 | 0.26444 | 1826.8306 | 23.9346 |  | 0
1 | 1 | Bulk Time Of Use Tariff: Alternative | 0 |  |  |  |  | 0 |  | 479.7919 | 64.6182 | 77.4327 | 0 | [5 empty] | 6.4568 | 2.3921 | 1.5852 |  |  |  | 0.26444 | 2.5277 | 1.9349 | 1.456 | 0.26444 | 1804.6066 | 23.9346 |  | 289.3295
1 | 1 | Bulk Time Of Use Tariff: Alternative MV | 0 |  |  |  |  | 0 |  | 630.3514 | 50.3284 | 61.7504 | 0 | [5 empty] | 6.3169 | 2.3402 | 1.5509 |  |  |  | 0.26444 | 2.4729 | 1.8929 | 1.4244 | 0.26444 | 1860.3738 | 18.6416 |  | 249.9008
1 | 1 | Net Metering Time of Use Bulk Consumers (for Approved SSEG) | 0 |  |  |  |  | 0 |  | 479.7919 | 64.6182 | 77.4327 | 0 | [5 empty] | 7.3856 | 2.3657 | 1.3692 |  |  |  | 0.26444 | 2.5332 | 1.8011 | 1.2096 | 0.26444 | 1826.8306 | 23.9346 |  | 0
1 | 1 | Net Metering Commercial;Basic Charge <= 20 kVA per month | 0 |  |  |  |  | 0 |  | 95.1712 | 12.4946 | 0 | 0 | [5 empty] | 7.6496 | 2.4502 | 1.4182 |  |  |  | 0.26444 | 2.6237 | 1.8654 | 1.2528 | 0.26444 | 105.7543 | 13.884 |  | 0
1 | 1 | Net Metering CommercialBasic Charge 21 - 40 kVA per month | 0 |  |  |  |  | 0 |  | 95.1712 | 12.4946 | 0 | 0 | [5 empty] | 7.6496 | 2.4502 | 1.4182 |  |  |  | 0.26444 | 2.6237 | 1.8654 | 1.2528 | 0.26444 | 105.7543 | 13.884 |  | 0
1 | 1 | Net Metering CommercialBasic Charge 41 - 50 kVA per month | 0 |  |  |  |  | 0 |  | 95.1712 | 12.4946 | 0 | 0 | [5 empty] | 7.6496 | 2.4502 | 1.4182 |  |  |  | 0.26444 | 2.6237 | 1.8654 | 1.2528 | 0.26444 | 105.7543 | 13.884 |  | 0
1 | 1 | Streetlights - Internal Tariff | 0 |  |  |  |  | 0 |  | 44.4279 | 0 | 0 | 3.8378 | [5 empty] | 0 | 0 | 0 |  |  |  | 0 | 0 | 0 | 0 | 0 | 49.3683 | 0 |  | 2173.7878
1 | 1 | Wheeling Charges: | 0 |  |  |  |  | 0 |  | 0 | 0 | 0 | 0 | 0 | 0 | 0 | 0 | 0 | 0 | 0 | 0 |  |  |  | 0 | 0 | 0 | 0 | 0 | 370.4 | 1626.8916 |  | 0
1 | 1 | Availability | [5 empty] | 40 |  | 266.6344 | 0 | 0 | 0 | 0 | 0 | 0 | 0 | 0 |  |  |  | 0 | 0 | 0 |  |  |  |  | 0 | 271.6027 | 0 | 0 | 0
0 | 0 | 0 | [19 empty] | 0 | 0 | 0 |  |  |  |  | 0 | 0 | 0 | 0 | 0
0 | 0 | 0 | [19 empty] | 0 | 0 | 0 |  |  |  |  | 0 | 0 | 0 | 0 | 0
0 | 0 | 0 | [19 empty] | 0 | 0 | 0 |  |  |  |  | 0 | 0 | 0 | 0 | 0
0 | 0 | 0 | [19 empty] | 0 | 0 | 0 |  |  |  |  | 0 | 0 | 0 | 0 | 0
0 | 0 | 0 | [19 empty] | 0 | 0 | 0 |  |  |  |  | 0 | 0 | 0 | 0 | 0
0 | 0 | 0 | [19 empty] | 0 | 0 | 0 |  |  |  |  | 0 | 0 | 0 | 0 | 0
0 | 0 | 0 | [19 empty] | 0 | 0 | 0 |  |  |  |  | 0 | 0 | 0 | 0 | 0
0 | 0 | 0 | [19 empty] | 0 | 0 | 0 |  |  |  |  | 0 | 0 | 0 | 0 | 0
0 | 0 | 0 | [19 empty] | 0 | 0 | 0 |  |  |  |  | 0 | 0 | 0 | 0 | 0
0 | 0 | 0 | [19 empty] | 0 | 0 | 0 |  |  |  |  | 0 | 0 | 0 | 0 | 0
0 | 0 | 0 | [19 empty] | 0 | 0 | 0 |  |  |  |  | 0 | 0 | 0 | 0 | 0
0 | 0 | 0 | [19 empty] | 0 | 0 | 0 |  |  |  |  | 0 | 0 | 0 | 0 | 0
0 | 0 | 0 | [19 empty] | 0 | 0 | 0 |  |  |  |  | 0 | 0 | 0 | 0 | 0
0 | 0 | 0 | [19 empty] | 0 | 0 | 0 |  |  |  |  | 0 | 0 | 0 | 0 | 0
0 | 0 | 0 | [19 empty] | 0 | 0 | 0 |  |  |  |  | 0 | 0 | 0 | 0 | 0
0 | 0 | 0 | [19 empty] | 0 | 0 | 0 |  |  |  |  | 0 | 0 | 0 | 0 | 0
0 | 0 | 0 | [19 empty] | 0 | 0 | 0 |  |  |  |  | 0 | 0 | 0 | 0 | 0
0 | 0 | 0 | [19 empty] | 0 | 0 | 0 |  |  |  |  | 0 | 0 | 0 | 0 | 0
0 | 0 | 0 | [19 empty] | 0 | 0 | 0 |  |  |  |  | 0 | 0 | 0 | 0 | 0
0 | 0 | 0 | [19 empty] | 0 | 0 | 0 |  |  |  |  | 0 | 0 | 0 | 0 | 0
0 | 0 | 0 | [19 empty] | 0 | 0 | 0 |  |  |  |  | 0 | 0 | 0 | 0 | 0
0 | 0 | 0 | [19 empty] | 0 | 0 | 0 |  |  |  |  | 0 | 0 | 0 | 0 | 0
0 | 0 | 0 | [19 empty] | 0 | 0 | 0 |  |  |  |  | 0 | 0 | 0 | 0 | 0
0 | 0 | 0 | [19 empty] | 0 | 0 | 0 |  |  |  |  | 0 | 0 | 0 | 0 | 0
0 | 0 | 0 | [19 empty] | 0 | 0 | 0 |  |  |  |  | 0 | 0 | 0 | 0 | 0
0 | 0 | 0 | [19 empty] | 0 | 0 | 0 |  |  |  |  | 0 | 0 | 0 | 0 | 0
0 | 0 | 0 | [19 empty] | 0 | 0 | 0 |  |  |  |  | 0 | 0 | 0 | 0 | 0
0 | 0 | 0 | [19 empty] | 0 | 0 | 0 |  |  |  |  | 0 | 0 | 0 | 0 | 0
0 | 0 | 0 | [19 empty] | 0 | 0 | 0 |  |  |  |  | 0 | 0 | 0 | 0 | 0
0 | 0 | 0 | [19 empty] | 0 | 0 | 0 |  |  |  |  | 0 | 0 | 0 | 0 | 0
0 | 0 | 0 | [19 empty] | 0 | 0 | 0 |  |  |  |  | 0 | 0 | 0 | 0 | 0
0 | 0 | 0 | [19 empty] | 0 | 0 | 0 |  |  |  |  | 0 | 0 | 0 | 0
0 | 0 | 0 | [19 empty] | 0 | 0 | 0 |  |  |  |  | 0 | 0 | 0 | 0
0 | 0 | 0 | [19 empty] | 0 | 0 | 0 |  |  |  |  | 0 | 0 | 0 | 0
0 | 0 | 0 | [19 empty] | 0 | 0 | 0 |  |  |  |  | 0 | 0 | 0 | 0
0 | 0 | 0 | [19 empty] | 0 | 0 | 0 |  |  |  |  | 0 | 0 | 0 | 0
0 | 0 | 0 | [19 empty] | 0 | 0 | 0 |  |  |  |  | 0 | 0 | 0 | 0
0 | 0 | 0 | [19 empty] | 0 | 0 | 0 |  |  |  |  | 0 | 0 | 0 | 0
0 | 0 | 0 | [19 empty] | 0 | 0 | 0 |  |  |  |  | 0 | 0 | 0 | 0
0 | 0 | 0 | [19 empty] | 0 | 0 | 0 |  |  |  |  | 0 | 0 | 0 | 0
0 | 0 | 0 | [19 empty] | 0 | 0 | 0 |  |  |  |  | 0 | 0 | 0 | 0
0 | 0 | 0 | [19 empty] | 0 | 0 | 0 |  |  |  |  | 0 | 0 | 0 | 0
0 | 0 | 0 | [19 empty] | 0 | 0 | 0 |  |  |  |  | 0 | 0 | 0 | 0
0 | 0 | 0 | [19 empty] | 0 | 0 | 0 |  |  |  |  | 0 | 0 | 0 | 0
0 | 0 | 0 | [19 empty] | 0 | 0 | 0 |  |  |  |  | 0 | 0 | 0 | 0
0 | 0 | 0 | [19 empty] | 0 | 0 | 0 |  |  |  |  | 0 | 0 | 0 | 0
0 | 0 | 0 | [19 empty] | 0 | 0 | 0 |  |  |  |  | 0 | 0 | 0 | 0
0 | 0 | 0 | [19 empty] | 0 | 0 | 0 |  |  |  |  | 0 | 0 | 0 | 0
0 | 0 | 0 | [19 empty] | 0 | 0 | 0 |  |  |  |  | 0 | 0 | 0 | 0
0 | 0 | 0 | [19 empty] | 0 | 0 | 0 |  |  |  |  | 0 | 0 | 0 | 0
0 | 0 | 0 | [19 empty] | 0 | 0 | 0 |  |  |  |  | 0 | 0 | 0 | 0
1 | 1
0
1 | SWARTLAND |  |  | 2016-06-30 |  |  | 0 |  | QUANTITIES CHARGEBLE FOR ALL MONTHS OF THE YEAR | [9 empty] | HIGH SEASON QUANTITIES | [6 empty] | LOW SEASON QUANTITIES | [8 empty] | TOTAL QUANTITIES FOR THE YEAR
1 | CONSUMPTION | [6 empty] | CHARGABLE QUANTITIES | Number of customers | Number of POD's | Highest MD in year | Σ MDs all hours / 12 | All Energy | Block 1 energy | Block 2 energy | Block 3 energy | Block 4 energy | Block 5 energy | Energy Peak | Energy Standard | Energy Off-Peak | Energy total | Σ MDs all hours | Σ MDs (P & St) | Reactive energy | Energy Peak | Energy Standard | Energy Off-Peak | Energy total | Σ MDs all hours | Σ MDs (P & St) | Reactive energy |  |  | Number of customers | Number of POD's | Highest MD in year | Σ MDs all hours | Energy | Reactive energy | Others | TOTAL
1 | Nr | TARIFF NAME | TARIFF CODE | Customer category | Sub Category | Tariff Structure Category | Max Voltage | Capacity category | Customers | POD's | Amps / kVA | kVA | kWh | kWh | kWh | kWh | kWh | kWh | kWh | kWh | kWh | kWh | kVA | kVA | kvarh | kWh | kWh | kWh | kWh | kVA | kVA / kW | kvarh |  |  | R/cust/m | R/POS/m | kVA | kVA | kWh | kvarh |  |  | 15066483
1 | 1 | Pre-paid meter system (Indigent Residential) | 0 | 0 | 0 | 0 | 0 | 20 | 0 | 6224 | 124480 | 60435.0646 | 18717404.1 | 3346700 | 15370704.1 | 0 | 0 | 0 |  |  |  | 0 | 0 | 0 | [10 empty] | 0 | 6224 | 124480 | 60435.0646 | 18717404.1 | 0 |  |  |  |  | N0
1 | 1 | Households Alternative <20 Amp:- | 0 | 0 | 0 | 0 | 0 | 20 | 0 | 360 | 7200 | 4048.1053 | 1253742.73 | 192429.49 | 859345.71 | 255466.49 | 162665.44 | 0 |  |  |  | 0 | 0 | 0 | [10 empty] | 0 | 360 | 7200 | 4048.1053 | 1253742.73 | 0 |  |  |  |  | N1
1 | 1 | Pre-paid Meter System (Non-Indigent Residential) | 0 | 0 | 0 | 0 | 0 | 30 | 0 | 6976 | 209280 | 68651.7719 | 21262208.7 | 0 | 0 | 0 | 0 | 0 |  |  |  | 0 | 0 | 0 | [10 empty] | 0 | 6976 | 209280 | 68651.7719 | 21262208.7 | 0 |  |  | 2450710 |  | N2
1 | 1 | Residential Consumers (Houses, Flats & Farms) Network charge per month | 0 | 0 | 0 | 0 | 0 | 40 | 0 | 5561 | 222440 | 81464.5324 | 25230461.52 | 0 | 0 | 0 | 0 | 0 |  |  |  | 0 | 0 | 0 | [10 empty] | 0 | 5561 | 222440 | 81464.5324 | 25230461.52 | 0 |  |  | 12615773 |  | N3
1 | 1 | Residential Consumers (Houses, Flats & Farms) Network charge per month | 0 | 0 | 0 | 0 | 0 | 30 | 0 | 0 | 0 | 0 | 0 | 0 | 0 | 0 | 0 | 0 |  |  |  | 0 | 0 | 0 | [10 empty] | 0 | 0 | 0 | 0 | 0 | 0 |  |  |  |  | N4
1 | 1 | Net Metering Residential (for Approved SSEG Households) | 0 | 0 | 0 | 0 | 0 | 40 | 0 | 66 | 2640 | 1179.0361 | 236442.6 | 0 | 0 | 0 | 0 | 0 | 9777.3128 | 35601.1285 | 14449.5176 | 0 | 0 | 0 | 52.7903 | 34493.7498 | 98368.2892 | 43752.6019 | 0 | 0 | 0 | 210.8067 |  |  | 0 | 66 | 2640 | 1179.0361 | 236442.6 | 263.597 |  |  |  |  | N5
1 | 1 | Commercial Pre-paid:- | 0 | 0 | 0 | 0 | 0 | 30 | 0 | 818 | 24540 | 15821.8901 | 4440325.67 | 0 | 0 | 0 | 0 | 0 |  |  |  | 0 | 0 | 0 | [10 empty] | 0 | 818 | 24540 | 15821.8901 | 4440325.67 | 0 |  |  | 837126.1 |  | N6
1 | 1 | Commercial Alternative < 15 AMP:- | 0 | 0 | 0 | 0 | 0 | 20 | 0 | 227 | 4540 | 1143.6073 | 320947.05 | 0 | 0 | 0 | 0 | 0 |  |  |  | 0 | 0 | 0 | [10 empty] | 0 | 227 | 4540 | 1143.6073 | 320947.05 | 0 |  |  |  |  | N7
1 | 1 | Commercial Alternative < 15 AMP:-Dept | 0 | 0 | 0 | 0 | 0 | 20 | 0 | 5 | 100 | 66.9249 | 18782.09 | 0 | 0 | 0 | 0 | 0 |  |  |  | 0 | 0 | 0 | [10 empty] | 0 | 5 | 100 | 66.9249 | 18782.09 | 0 |  |  |  |  | N8
1 | 1 | Commerce / Non Standard (per kWh ) | 0 | 0 | 0 | 0 | 0 | 60 | 0 | 116 | 6960 | 4942.1977 | 1387000.36 | 0 | 0 | 0 | 0 | 0 |  |  |  | 0 | 0 | 0 | [10 empty] | 0 | 116 | 6960 | 4942.1977 | 1387000.36 | 0
1 | 1 | Commerce / Non Standard (per kWh )-Dept | 0 | 0 | 0 | 0 | 0 | 30 | 0 | 8 | 240 | 147.2507 | 41325.08 | 0 | 0 | 0 | 0 | 0 |  |  |  | 0 | 0 | 0 | [10 empty] | 0 | 8 | 240 | 147.2507 | 41325.08 | 0
1 | 1 | Commerce Basic < 20KVA (Basic per month) | 0 | 0 | 0 | 0 | 0 | 30 | 0 | 176 | 5280 | 2464.1418 | 691547.73 | [8 empty] | 0 | 0 | 0 | [10 empty] | 0 | 176 | 5280 | 2464.1418 | 691547.73 | 0
1 | 1 | Commerce Basic < 20KVA (Basic per month)-Dept | 0 | 0 | 0 | 0 | 0 | 30 | 0 | 20 | 600 | 193.9251 | 54424.01 | [8 empty] | 0 | 0 | 0 | [10 empty] | 0 | 20 | 600 | 193.9251 | 54424.01 | 0
1 | 1 | Commerce Basic 20 to 40 KVA (Basic per month) | 0 | 0 | 0 | 0 | 0 | 80 | 0 | 157 | 12560 | 7606.4454 | 2134706.69 | [8 empty] | 0 | 0 | 0 | [10 empty] | 0 | 157 | 12560 | 7606.4454 | 2134706.69 | 0
1 | 1 | Commerce Basic 20 to 40 KVA (Basic per month)-Dept | 0 | 0 | 0 | 0 | 0 | 60 | 0 | 27 | 1620 | 587.8904 | 164988.17 | [8 empty] | 0 | 0 | 0 | [10 empty] | 0 | 27 | 1620 | 587.8904 | 164988.17 | 0
1 | 1 | Commerce Basic >40 KVA (Basic per month) | 0 | 0 | 0 | 0 | 0 | 150 | 0 | 240 | 36000 | 18903.8605 | 5305263.56 | [8 empty] | 0 | 0 | 0 | [10 empty] | 0 | 240 | 36000 | 18903.8605 | 5305263.56 | 0
1 | 1 | Commerce Basic >40 KVA (Basic per month)-Dept | 0 | 0 | 0 | 0 | 0 | 60 | 0 | 18 | 1080 | 426.0233 | 119561.08 | [8 empty] | 0 | 0 | 0 | [10 empty] | 0 | 18 | 1080 | 426.0233 | 119561.08 | 0
1 | 1 | Net Metering Commercial;Basic Charge <= 20 kVA per month | 0 | 0 | 0 | 0 | 0 | 30 | 0 | 0 | 0 | 0 | 0 | [8 empty] | 0 | 0 | 0 | [10 empty] | 0 | 0 | 0 | 0 | 0 | 0
1 | 1 | Net Metering CommercialBasic Charge 21 - 40 kVA per month | 0 | 0 | 0 | 0 | 0 | 40 | 0 | 0 | 0 | 0 | 0 | [8 empty] | 0 | 0 | 0 | [10 empty] | 0 | 0 | 0 | 0 | 0 | 0
1 | 1 | Net Metering CommercialBasic Charge 41 - 50 kVA per month | 0 | 0 | 0 | 0 | 0 | 150 | 0 | 0 | 0 | 0 | 0 | [8 empty] | 0 | 0 | 0 | [10 empty] | 0 | 0 | 0 | 0 | 0 | 0
1 | 1 | Sports Grounds including maintenance of Floodlighting:- | 0 | 0 | 0 | 0 | 0 | 90 | 0 | 22 | 0 | 0.3777 | 106 | [8 empty] | 0 | 0 | 0 | [10 empty] | 0 | 22 | 0 | 0.3777 | 106 | 0
1 | 1 | Bulk Industrial | 0 | 0 | 0 | 0 | 0 | 0 | 0 | 144 | 5809.1355 | 49792.59 | 27015513.1 | [5 empty] | 1035555.5165 | 2761470.5426 | 3064886.7409 | 0 | 0 | 0 | 375288.501 | 3198170.845 | 8208271.1473 | 8747158.3077 | 0 | 0 | 0 | 1032884.231 |  |  | 0 | 144 | 5809.1355 | 49792.59 | 27015513.1 | 1408172.732
1 | 1 | Bulk Industrial-Dept | 0 | 0 | 0 | 0 | 0 | 0 | 0 | 22 | 1331.2787 | 11410.96 | 1833698.3 | [5 empty] | 135323.2511 | 185730.5321 | 201981.0197 | 0 | 0 | 0 | 15035.6491 | 321547.4777 | 438262.538 | 550853.4813 | 0 | 0 | 0 | 66201.9853 |  |  | 0 | 22 | 1331.2787 | 11410.96 | 1833698.3 | 81237.6343
1 | 1 | Bulk Industrial mv | 0 | 0 | 0 | 0 | 0 | 0 | 0 | 4 | 10215.786 | 87563.88 | 39078971.76 | [5 empty] | 1396270.4614 | 3744779.5944 | 4697995.9402 | 0 | 0 | 0 | 8281.9645 | 4222699.2084 | 10775577.3237 | 14241649.2319 | 0 | 0 | 0 | 139516.828 |  |  | 0 | 4 | 10215.786 | 87563.88 | 39078971.76 | 147798.7925
1 | 1 | Net Metering Industrial (for Approved SSEG) | 0 | 0 | 0 | 0 | 0 | 0 | 0 | 0 | 0 | 0 | 0 | [5 empty] | 0 | 0 | 0 | 0 | 0 | 0 | 0 | 0 | 0 | 0 | 0 | 0 | 0 | 0 |  |  | 0 | 0 | 0 | 0 | 0 | 0
1 | 1 | Bulk Time Of Use Tariff: Alternative | 0 | 0 | 0 | 0 | 0 | 0 | 0 | 19 | 2112.292 | 18105.36 | 3883928.116 | [5 empty] | 168826.2514 | 476163.9033 | 420935.2392 | 0 | 0 | 0 | 53953.947 | 438787.9105 | 1261669.5564 | 1117545.2553 | 0 | 0 | 0 | 148494.2407 |  |  | 0 | 19 | 2112.292 | 18105.36 | 3883928.116 | 202448.1877
1 | 1 | Bulk Time Of Use Tariff: Alternative MV | 0 | 0 | 0 | 0 | 0 | 0 | 0 | 3 | 6424.558 | 55067.64 | 15697865.244 | [5 empty] | 682353.4486 | 1924535.3067 | 1701314.8708 | 0 | 0 | 0 | 3326.8317 | 1773470.8995 | 5099352.5336 | 4516838.1847 | 0 | 0 | 0 | 56043.3468 |  |  | 0 | 3 | 6424.558 | 55067.64 | 15697865.244 | 59370.1785
1 | 1 | Net Metering Time of Use Bulk Consumers (for Approved SSEG) | 0 | 0 | 0 | 0 | 0 | 0 | 0 | 0 | 0 | 0 | 0 | [5 empty] | 0 | 0 | 0 | 0 | 0 | 0 | 0 | 0 | 0 | 0 | 0 | 0 | 0 | 0 |  |  | 0 | 0 | 0 | 0 | 0 | 0
1 | 1 | Net Metering Commercial;Basic Charge <= 20 kVA per month | 0 | 0 | 0 | 0 | 0 | 0 | 0 | 0 | 0 | 0 | 0 | [5 empty] | 0 | 0 | 0 | 0 | 0 | 0 | 0 | 0 | 0 | 0 | 0 | 0 | 0 | 0 |  |  | 0 | 0 | 0 | 0 | 0 | 0
1 | 1 | Net Metering CommercialBasic Charge 21 - 40 kVA per month | 0 | 0 | 0 | 0 | 0 | 0 | 0 | 0 | 0 | 0 | 0 | [5 empty] | 0 | 0 | 0 | 0 | 0 | 0 | 0 | 0 | 0 | 0 | 0 | 0 | 0 | 0 |  |  | 0 | 0 | 0 | 0 | 0 | 0
1 | 1 | Net Metering CommercialBasic Charge 41 - 50 kVA per month | 0 | 0 | 0 | 0 | 0 | 0 | 0 | 0 | 0 | 0 | 0 | [5 empty] | 0 | 0 | 0 | 0 | 0 | 0 | 0 | 0 | 0 | 0 | 0 | 0 | 0 | 0 |  |  | 0 | 0 | 0 | 0 | 0 | 0
1 | 1 | Streetlights - Internal Tariff | 0 | 0 | 0 | 0 | 0 | 0 | 0 | 8603 | 0 | 1958.8791 | 256231.7 | [8 empty] | 0 | 0 | 0 | [10 empty] | 0 | 8603 | 0 | 1958.8791 | 256231.7 | 0
1 | 1 | Wheeling Charges: | 0 | 0 | 0 | 0 | 0 | 0 | 0 | 0 | 0 | 0 | 0 | 0 | 0 | 0 | 0 | 0 | 0 | 0 | 0 | 0 | 0 | 0 | 0 | 0 | 0 | 0 | 0 | 0 | 0 | 0 |  |  | 0 | 0 | 0 | 0 | 0 | 0
1 | 1 | Availability | 0 | 0 | 0 | 0 | 0 | 40 |  | 1429.2206 | 3984.4939 | 0 | 0 | 0 | 0 | 0 | 0 | 0 | 0 | 0 | 0 | 0 | 0 | 0 | 0 | 0 | 0 | 0 | 0 | 0 | 0 | 0 |  |  | 0 | 1429.2206 | 3984.4939 | 0 | 0 | 0
0 | 0 | 0 | 0 | 0 | 0 | 0 | 0 | 0 |  | 0 | 0 | 0 | 0 | 0 | 0 | 0 | 0 | 0 | 0 | 0 | 0 | 0 | 0 | 0 | 0 | 0 | 0 | 0 | 0 | 0 | 0 | 0 |  |  | 0 | 0 | 0 | 0 | 0 | 0
0 | 0 | 0 | 0 | 0 | 0 | 0 | 0 | 0 |  | 0 | 0 | 0 | 0 | 0 | 0 | 0 | 0 | 0 | 0 | 0 | 0 | 0 | 0 | 0 | 0 | 0 | 0 | 0 | 0 | 0 | 0 | 0 |  |  | 0 | 0 | 0 | 0 | 0 | 0
0 | 0 | 0 | 0 | 0 | 0 | 0 | 0 | 0 |  | 0 | 0 | 0 | 0 | 0 | 0 | 0 | 0 | 0 | 0 | 0 | 0 | 0 | 0 | 0 | 0 | 0 | 0 | 0 | 0 | 0 | 0 | 0 |  |  | 0 | 0 | 0 | 0 | 0 | 0
0 | 0 | 0 | 0 | 0 | 0 | 0 | 0 | 0 |  | 0 | 0 | 0 | 0 | 0 | 0 | 0 | 0 | 0 | 0 | 0 | 0 | 0 | 0 | 0 | 0 | 0 | 0 | 0 | 0 | 0 | 0 | 0 |  |  | 0 | 0 | 0 | 0 | 0 | 0
0 | 0 | 0 | 0 | 0 | 0 | 0 | 0 | 0 |  | 0 | 0 | 0 | 0 | 0 | 0 | 0 | 0 | 0 | 0 | 0 | 0 | 0 | 0 | 0 | 0 | 0 | 0 | 0 | 0 | 0 | 0 | 0 |  |  | 0 | 0 | 0 | 0 | 0 | 0
0 | 0 | 0 | 0 | 0 | 0 | 0 | 0 | 0 |  | 0 | 0 | 0 | 0 | 0 | 0 | 0 | 0 | 0 | 0 | 0 | 0 | 0 | 0 | 0 | 0 | 0 | 0 | 0 | 0 | 0 | 0 | 0 |  |  | 0 | 0 | 0 | 0 | 0 | 0
0 | 0 | 0 | 0 | 0 | 0 | 0 | 0 | 0 |  | 0 | 0 | 0 | 0 | 0 | 0 | 0 | 0 | 0 | 0 | 0 | 0 | 0 | 0 | 0 | 0 | 0 | 0 | 0 | 0 | 0 | 0 | 0 |  |  | 0 | 0 | 0 | 0 | 0 | 0
0 | 0 | 0 | 0 | 0 | 0 | 0 | 0 | 0 |  | 0 | 0 | 0 | 0 | 0 | 0 | 0 | 0 | 0 | 0 | 0 | 0 | 0 | 0 | 0 | 0 | 0 | 0 | 0 | 0 | 0 | 0 | 0 |  |  | 0 | 0 | 0 | 0 | 0 | 0
0 | 0 | 0 | 0 | 0 | 0 | 0 | 0 | 0 |  | 0 | 0 | 0 | 0 | 0 | 0 | 0 | 0 | 0 | 0 | 0 | 0 | 0 | 0 | 0 | 0 | 0 | 0 | 0 | 0 | 0 | 0 | 0 |  |  | 0 | 0 | 0 | 0 | 0 | 0
0 | 0 | 0 | 0 | 0 | 0 | 0 | 0 | 0 |  | 0 | 0 | 0 | 0 | 0 | 0 | 0 | 0 | 0 | 0 | 0 | 0 | 0 | 0 | 0 | 0 | 0 | 0 | 0 | 0 | 0 | 0 | 0 |  |  | 0 | 0 | 0 | 0 | 0 | 0
0 | 0 | 0 | 0 | 0 | 0 | 0 | 0 | 0 |  | 0 | 0 | 0 | 0 | 0 | 0 | 0 | 0 | 0 | 0 | 0 | 0 | 0 | 0 | 0 | 0 | 0 | 0 | 0 | 0 | 0 | 0 | 0 |  |  | 0 | 0 | 0 | 0 | 0 | 0
0 | 0 | 0 | 0 | 0 | 0 | 0 | 0 | 0 |  | 0 | 0 | 0 | 0 | 0 | 0 | 0 | 0 | 0 | 0 | 0 | 0 | 0 | 0 | 0 | 0 | 0 | 0 | 0 | 0 | 0 | 0 | 0 |  |  | 0 | 0 | 0 | 0 | 0 | 0
0 | 0 | 0 | 0 | 0 | 0 | 0 | 0 | 0 |  | 0 | 0 | 0 | 0 | 0 | 0 | 0 | 0 | 0 | 0 | 0 | 0 | 0 | 0 | 0 | 0 | 0 | 0 | 0 | 0 | 0 | 0 | 0 |  |  | 0 | 0 | 0 | 0 | 0 | 0
0 | 0 | 0 | 0 | 0 | 0 | 0 | 0 | 0 |  | 0 | 0 | 0 | 0 | 0 | 0 | 0 | 0 | 0 | 0 | 0 | 0 | 0 | 0 | 0 | 0 | 0 | 0 | 0 | 0 | 0 | 0 | 0 |  |  | 0 | 0 | 0 | 0 | 0 | 0
0 | 0 | 0 | 0 | 0 | 0 | 0 | 0 | 0 |  | 0 | 0 | 0 | 0 | 0 | 0 | 0 | 0 | 0 | 0 | 0 | 0 | 0 | 0 | 0 | 0 | 0 | 0 | 0 | 0 | 0 | 0 | 0 |  |  | 0 | 0 | 0 | 0 | 0 | 0
0 | 0 | 0 | 0 | 0 | 0 | 0 | 0 | 0 |  | 0 | 0 | 0 | 0 | 0 | 0 | 0 | 0 | 0 | 0 | 0 | 0 | 0 | 0 | 0 | 0 | 0 | 0 | 0 | 0 | 0 | 0 | 0 |  |  | 0 | 0 | 0 | 0 | 0 | 0
0 | 0 | 0 | 0 | 0 | 0 | 0 | 0 | 0 |  | 0 | 0 | 0 | 0 | 0 | 0 | 0 | 0 | 0 | 0 | 0 | 0 | 0 | 0 | 0 | 0 | 0 | 0 | 0 | 0 | 0 | 0 | 0 |  |  | 0 | 0 | 0 | 0 | 0 | 0
0 | 0 | 0 | 0 | 0 | 0 | 0 | 0 | 0 |  | 0 | 0 | 0 | 0 | 0 | 0 | 0 | 0 | 0 | 0 | 0 | 0 | 0 | 0 | 0 | 0 | 0 | 0 | 0 | 0 | 0 | 0 | 0 |  |  | 0 | 0 | 0 | 0 | 0 | 0
0 | 0 | 0 | 0 | 0 | 0 | 0 | 0 | 0 |  | 0 | 0 | 0 | 0 | 0 | 0 | 0 | 0 | 0 | 0 | 0 | 0 | 0 | 0 | 0 | 0 | 0 | 0 | 0 | 0 | 0 | 0 | 0 |  |  | 0 | 0 | 0 | 0 | 0 | 0
0 | 0 | 0 | 0 | 0 | 0 | 0 | 0 | 0 |  | 0 | 0 | 0 | 0 | 0 | 0 | 0 | 0 | 0 | 0 | 0 | 0 | 0 | 0 | 0 | 0 | 0 | 0 | 0 | 0 | 0 | 0 | 0 |  |  | 0 | 0 | 0 | 0 | 0 | 0
0 | 0 | 0 | 0 | 0 | 0 | 0 | 0 | 0 | [26 empty] | 0 | 0 | 0 | 0 | 0 | 0 | 0
0 | 0 | 0 | 0 | 0 | 0 | 0 | 0 | 0 | [26 empty] | 0 | 0 | 0 | 0 | 0 | 0 | 0
0 | 0 | 0 | 0 | 0 | 0 | 0 | 0 | 0 | [26 empty] | 0 | 0 | 0 | 0 | 0 | 0 | 0
0 | 0 | 0 | 0 | 0 | 0 | 0 | 0 | 0 | [26 empty] | 0 | 0 | 0 | 0 | 0 | 0 | 0
0 | 0 | 0 | 0 | 0 | 0 | 0 | 0 | 0 | [26 empty] | 0 | 0 | 0 | 0 | 0 | 0 | 0
0 | 0 | 0 | 0 | 0 | 0 | 0 | 0 | 0 | [26 empty] | 0 | 0 | 0 | 0 | 0 | 0 | 0
0 | 0 | 0 | 0 | 0 | 0 | 0 | 0 | 0 | [26 empty] | 0 | 0 | 0 | 0 | 0 | 0 | 0
0 | 0 | 0 | 0 | 0 | 0 | 0 | 0 | 0 | [26 empty] | 0 | 0 | 0 | 0 | 0 | 0 | 0
0 | 0 | 0 | 0 | 0 | 0 | 0 | 0 | 0 | [26 empty] | 0 | 0 | 0 | 0 | 0 | 0 | 0
0 | 0 | 0 | 0 | 0 | 0 | 0 | 0 | 0 | [26 empty] | 0 | 0 | 0 | 0 | 0 | 0 | 0
0 | 0 | 0 | 0 | 0 | 0 | 0 | 0 | 0 | [26 empty] | 0 | 0 | 0 | 0 | 0 | 0 | 0
0 | 0 | 0 | 0 | 0 | 0 | 0 | 0 | 0 | [26 empty] | 0 | 0 | 0 | 0 | 0 | 0 | 0
0 | 0 | 0 | 0 | 0 | 0 | 0 | 0 | 0 | [26 empty] | 0 | 0 | 0 | 0 | 0 | 0 | 0
0 | 0 | 0 | 0 | 0 | 0 | 0 | 0 | 0 | [26 empty] | 0 | 0 | 0 | 0 | 0 | 0 | 0
0 | 0 | 0 | 0 | 0 | 0 | 0 | 0 | 0 | [26 empty] | 0 | 0 | 0 | 0 | 0 | 0 | 0
0 | 0 | 0 | 0 | 0 | 0 | 0 | 0 | 0 | [26 empty] | 0 | 0 | 0 | 0 | 0 | 0 | 0
0 | 0 | 0 | 0 | 0 | 0 | 0 | 0 | 0 | [26 empty] | 0 | 0 | 0 | 0 | 0 | 0 | 0
0 | 0 | 0 | 0 | 0 | 0 | 0 | 0 | 0 | [26 empty] | 0 | 0 | 0 | 0 | 0 | 0 | 0
0 | 0 | 0 | 0 | 0 | 0 | 0 | 0 | 0 | [26 empty] | 0 | 0 | 0 | 0 | 0 | 0 | 0
0 | 0 | 0 | 0 | 0 | 0 | 0 | 0 | 0 | [26 empty] | 0 | 0 | 0 | 0 | 0 | 0 | 0
0 | 0 | 0 | 0 | 0 | 0 | 0 | 0 | 0 | [26 empty] | 0 | 0 | 0 | 0 | 0 | 0 | 0
0 | 0 | 0 | 0 | 0 | 0 | 0 | 0 | 0 | [26 empty] | 0 | 0 | 0 | 0 | 0 | 0 | 0
0 | 0 | 0 | 0 | 0 | 0 | 0 | 0 | 0 | [26 empty] | 0 | 0 | 0 | 0 | 0 | 0 | 0
0 | 0 | 0 | 0 | 0 | 0 | 0 | 0 | 0 | [26 empty] | 0 | 0 | 0 | 0 | 0 | 0 | 0
0 | 0 | 0 | 0 | 0 | 0 | 0 | 0 | 0 | [26 empty] | 0 | 0 | 0 | 0 | 0 | 0 | 0
0 | 0 | 0 | 0 | 0 | 0 | 0 | 0 | 0 | [26 empty] | 0 | 0 | 0 | 0 | 0 | 0 | 0
0 | 0 | 0 | 0 | 0 | 0 | 0 | 0 | 0 | [26 empty] | 0 | 0 | 0 | 0 | 0 | 0 | 0
0 | 0 | 0 | 0 | 0 | 0 | 0 | 0 | 0 | [26 empty] | 0 | 0 | 0 | 0 | 0 | 0 | 0
0 | 0 | 0 | 0 | 0 | 0 | 0 | 0 | 0 | [26 empty] | 0 | 0 | 0 | 0 | 0 | 0 | 0
0 | 0 | 0 | 0 | 0 | 0 | 0 | 0 | 0 | [26 empty] | 0 | 0 | 0 | 0 | 0 | 0 | 0
0 | 0 | 0 | 0 | 0 | 0 | 0 | 0 | 0 | [26 empty] | 0 | 0 | 0 | 0 | 0 | 0 | 0
1 | 1 | Total. | [6 empty] | 0 | 31245.2206 | 584768.8889 | 491982.3542 | 168889213.66 | 3539129.49 | 16230049.81 |  | 162665.44 | 0 | 3428106.2419 | 9128281.0076 | 10101563.3284 | 0 | 0 | 0 | 455939.6836 | 9989170.0909 | 25881501.3883 | 29217797.0628 | 0 | 0 | 0 | 1443351.4384 |  |  | 0 | 31245.2206 | 689437.544 | 491982.3542 | 169145445.36 | 1899291.122 | 0 | 0
0 | [37 empty] | Purchase | 178535523.48 | 5.26% | Losses
1 | SWARTLAND |  |  | 2016-06-30 |  |  |  |  | REVENUES FROM CHARGES APPLICABLE ALL MONTHS OF THE YEAR | [9 empty] | HIGH SEASON REVENUES | [6 empty] | LOW SEASON REVENUES | [8 empty] | TOTAL CHARGES FOR THE YEAR
1 | ACTUAL REVENUE | [7 empty] | Customer service | Basic | Access | Σ MDs all hours | All Energy | Block 1 energy |  | Block 3 energy | Other charges | Block 5 energy | Energy Peak | Energy Standard | Energy Off-Peak | Energy Total | MD (all hours) | MD (P&St) | Reactive energy | Energy Peak | Energy Standard | Energy Off-Peak | Energy Total | MD (all hours) | MD (P&St) | Reactive energy | Total |  | Customer service | Basic | Access | Demand | Energy | Reactive energy | Others | TOTAL
1 | Nr | TARIFF NAME | TARIFF CODE | Customer category | Sub Category | Tariff Structure Category | Max Voltage | Capacity category | R/year | R/year | R/year | R/year | R/year | R/year |  | R/year | ? | R/year | Rand /season | Rand /season | Rand /season | Rand /season | Rand /season | Rand /season | Rand /season | Rand /season | Rand /season | Rand /season | Rand /season | Rand /season | Rand /season | Rand /season | R/year |  | R/year | R/year | R/year | R/year | R/year | R/year | R/year | R/year
1 | 1 | Pre-paid meter system (Indigent Residential) | 0 | 0 | 0 | 0 | 0 | 20 | 0 | 0 | 0 | 0 | 20768011.7982 | 0 | 0 | 0 | 0 | 0 | 0 | 0 | 0 |  |  |  | 0 | 0 | 0 | 0 | 0 | 0 | 0 | 0 | 20768011.7982 |  | 0 | 0 | 0 | 0 | 20768011.7982 | 0 | 0 | 20768011.7982
1 | 1 | Households Alternative <20 Amp:- | 0 | 0 | 0 | 0 | 0 | 20 | 0 | 0 | 0 | 0 | 2427088.6228 | 0 | 0 | 0 | 0 | 0 | 0 | 0 | 0 |  |  |  | 0 | 0 | 0 | 0 | 0 | 0 | 0 | 0 | 2427088.6228 |  | 0 | 0 | 0 | 0 | 2427088.6228 | 0 | 0 | 2427088.6228
1 | 1 | Pre-paid Meter System (Non-Indigent Residential) | 0 | 0 | 0 | 0 | 0 | 30 | 0 | 0 | 0 | 0 | 55376267.1667 | 0 | 0 | 0 | 0 | 0 | 0 | 0 | 0 |  |  |  | 0 | 0 | 0 | 0 | 0 | 0 | 0 | 0 | 55376267.1667 |  | 0 | 0 | 0 | 0 | 55376267.1667 | 0 | 0 | 55376267.1667
1 | 1 | Residential Consumers (Houses, Flats & Farms) Network charge per month | 0 | 0 | 0 | 0 | 0 | 40 | 0 | 18418469.0917 | 0 | 0 | 48995242.0048 | 0 | 0 | 0 | 0 | 0 | 0 | 0 | 0 |  |  |  | 0 | 0 | 0 | 0 | 0 | 0 | 0 | 0 | 67413711.0965 |  | 0 | 18418469.0917 | 0 | 0 | 48995242.0048 | 0 | 0 | 67413711.0965
1 | 1 | Residential Consumers (Houses, Flats & Farms) Network charge per month | 0 | 0 | 0 | 0 | 0 | 30 | 0 | 0 | 0 | 0 | 0 | 0 | 0 | 0 | 0 | 0 | 0 | 0 | 0 |  |  |  | 0 | 0 | 0 | 0 | 0 | 0 | 0 | 0 | 0 |  | 0 | 0 | 0 | 0 | 0 | 0 | 0 | 0
1 | 1 | Net Metering Residential (for Approved SSEG Households) | 0 | 0 | 0 | 0 | 0 | 40 | 0 | 239240.1068 | 0 | 0 | 420605.7003 | 0 | 0 | 0 | 0 | 0 | 0 | 0 | 0 |  |  |  | 0 | 0 | 0 | 0 | 0 | 0 | 0 | 0 | 659845.807 |  | 0 | 239240.1068 | 0 | 0 | 420605.7003 | 0 | 0 | 659845.807
1 | 1 | Commercial Pre-paid:- | 0 | 0 | 0 | 0 | 0 | 30 | 0 | 0 | 0 | 0 | 13526824.9211 | 0 | 0 | 0 | 0 | 0 | 0 | 0 | 0 |  |  |  | 0 | 0 | 0 | 0 | 0 | 0 | 0 | 0 | 13526824.9211 |  | 0 | 0 | 0 | 0 | 13526824.9211 | 0 | 0 | 13526824.9211
1 | 1 | Commercial Alternative < 15 AMP:- | 0 | 0 | 0 | 0 | 0 | 20 | 0 | 0 | 0 | 0 | 793127.7281 | 0 | 0 | 0 | 0 | 0 | 0 | 0 | 0 |  |  |  | 0 | 0 | 0 | 0 | 0 | 0 | 0 | 0 | 793127.7281 |  | 0 | 0 | 0 | 0 | 793127.7281 | 0 | 0 | 793127.7281
1 | 1 | Commercial Alternative < 15 AMP:-Dept | 0 | 0 | 0 | 0 | 0 | 20 | 0 | 0 | 0 | 0 | 54143.2719 | 0 | 0 | 0 | 0 | 0 | 0 | 0 | 0 |  |  |  | 0 | 0 | 0 | 0 | 0 | 0 | 0 | 0 | 54143.2719 |  | 0 | 0 | 0 | 0 | 54143.2719 | 0 | 0 | 54143.2719
1 | 1 | Commerce / Non Standard (per kWh ) | 0 | 0 | 0 | 0 | 0 | 60 | 0 | 0 | 0 | 0 | 3181023.9737 | 0 | 0 | 0 | 0 | 0 | 0 | 0 | 0 |  |  |  | 0 | 0 | 0 | 0 | 0 | 0 | 0 | 0 | 3181023.9737 |  | 0 | 0 | 0 | 0 | 3181023.9737 | 0 | 0 | 3181023.9737
1 | 1 | Commerce / Non Standard (per kWh )-Dept | 0 | 0 | 0 | 0 | 0 | 30 | 0 | 0 | 0 | 0 | 81245.3333 | 0 | 0 | 0 | 0 | 0 | 0 | 0 | 0 |  |  |  | 0 | 0 | 0 | 0 | 0 | 0 | 0 | 0 | 81245.3333 |  | 0 | 0 | 0 | 0 | 81245.3333 | 0 | 0 | 81245.3333
1 | 1 | Commerce Basic < 20KVA (Basic per month) | 0 | 0 | 0 | 0 | 0 | 30 | 0 | 1482676.6734 | 0 | 0 | 988545.6512 | 0 | 0 | 0 | 0 | 0 | 0 | 0 | 0 |  |  |  | 0 | 0 | 0 | 0 | 0 | 0 | 0 | 0 | 2471222.3246 |  | 0 | 1482676.6734 | 0 | 0 | 988545.6512 | 0 | 0 | 2471222.3246
1 | 1 | Commerce Basic < 20KVA (Basic per month)-Dept | 0 | 0 | 0 | 0 | 0 | 30 | 0 | 168485.9856 | 0 | 0 | 25234.3916 | 0 | 0 | 0 | 0 | 0 | 0 | 0 | 0 |  |  |  | 0 | 0 | 0 | 0 | 0 | 0 | 0 | 0 | 193720.3772 |  | 0 | 168485.9856 | 0 | 0 | 25234.3916 | 0 | 0 | 193720.3772
1 | 1 | Commerce Basic 20 to 40 KVA (Basic per month) | 0 | 0 | 0 | 0 | 0 | 80 | 0 | 1739702.0519 | 0 | 0 | 2733744.6148 | 0 | 0 | 0 | 0 | 0 | 0 | 0 | 0 |  |  |  | 0 | 0 | 0 | 0 | 0 | 0 | 0 | 0 | 4473446.6667 |  | 0 | 1739702.0519 | 0 | 0 | 2733744.6148 | 0 | 0 | 4473446.6667
1 | 1 | Commerce Basic 20 to 40 KVA (Basic per month)-Dept | 0 | 0 | 0 | 0 | 0 | 60 | 0 | 299184.4293 | 0 | 0 | 159490.5268 | 0 | 0 | 0 | 0 | 0 | 0 | 0 | 0 |  |  |  | 0 | 0 | 0 | 0 | 0 | 0 | 0 | 0 | 458674.9561 |  | 0 | 299184.4293 | 0 | 0 | 159490.5268 | 0 | 0 | 458674.9561
1 | 1 | Commerce Basic >40 KVA (Basic per month) | 0 | 0 | 0 | 0 | 0 | 150 | 0 | 4853683.1191 | 0 | 0 | 10367438.6441 | 0 | 0 | 0 | 0 | 0 | 0 | 0 | 0 |  |  |  | 0 | 0 | 0 | 0 | 0 | 0 | 0 | 0 | 15221121.7632 |  | 0 | 4853683.1191 | 0 | 0 | 10367438.6441 | 0 | 0 | 15221121.7632
1 | 1 | Commerce Basic >40 KVA (Basic per month)-Dept | 0 | 0 | 0 | 0 | 0 | 60 | 0 | 364026.2339 | 0 | 0 | 10629.3889 | 0 | 0 | 0 | 0 | 0 | 0 | 0 | 0 |  |  |  | 0 | 0 | 0 | 0 | 0 | 0 | 0 | 0 | 374655.6228 |  | 0 | 364026.2339 | 0 | 0 | 10629.3889 | 0 | 0 | 374655.6228
1 | 1 | Net Metering Commercial;Basic Charge <= 20 kVA per month | 0 | 0 | 0 | 0 | 0 | 30 | 0 | 0 | 0 | 0 | 0 | 0 | 0 | 0 | 0 | 0 | 0 | 0 | 0 |  |  |  | 0 | 0 | 0 | 0 | 0 | 0 | 0 | 0 | 0 |  | 0 | 0 | 0 | 0 | 0 | 0 | 0 | 0
1 | 1 | Net Metering CommercialBasic Charge 21 - 40 kVA per month | 0 | 0 | 0 | 0 | 0 | 40 | 0 | 0 | 0 | 0 | 0 | 0 | 0 | 0 | 0 | 0 | 0 | 0 | 0 |  |  |  | 0 | 0 | 0 | 0 | 0 | 0 | 0 | 0 | 0 |  | 0 | 0 | 0 | 0 | 0 | 0 | 0 | 0
1 | 1 | Net Metering CommercialBasic Charge 41 - 50 kVA per month | 0 | 0 | 0 | 0 | 0 | 150 | 0 | 0 | 0 | 0 | 0 | 0 | 0 | 0 | 0 | 0 | 0 | 0 | 0 |  |  |  | 0 | 0 | 0 | 0 | 0 | 0 | 0 | 0 | 0 |  | 0 | 0 | 0 | 0 | 0 | 0 | 0 | 0
1 | 1 | Sports Grounds including maintenance of Floodlighting:- | 0 | 0 | 0 | 0 | 0 | 90 | 0 | 0 | 0 | 0 | 1130103.3947 | 0 | 0 | 0 | 0 | 0 | 0 | 0 | 0 |  |  |  | 0 | 0 | 0 | 0 | 0 | 0 | 0 | 0 | 1130103.3947 |  | 0 | 0 | 0 | 0 | 1130103.3947 | 0 | 0 | 1130103.3947
1 | 1 | Bulk Industrial | 0 | 0 | 0 | 0 | 0 | 0 | 0 | 3297054.0592 | 0 | 54156984.2054 | 47063705.8502 | 0 | 0 | 0 | 0 | 0 | 0 | 0 | 0 |  |  |  | 0 | 0 | 0 | 0 | 0 | 0 | 0 | 0 | 104517744.1149 |  | 0 | 3297054.0592 | 0 | 54156984.2054 | 47063705.8502 | 0 | 0 | 104517744.1149
1 | 1 | Bulk Industrial-Dept | 0 | 0 | 0 | 0 | 0 | 0 | 0 | 503716.5924 | 0 | 3549397.8158 | 2194007.3725 | 0 | 0 | 0 | 0 | 0 | 0 | 0 | 0 |  |  |  | 0 | 0 | 0 | 0 | 0 | 0 | 0 | 0 | 6247121.7807 |  | 0 | 503716.5924 | 0 | 3549397.8158 | 2194007.3725 | 0 | 0 | 6247121.7807
1 | 1 | Bulk Industrial mv | 0 | 0 | 0 | 0 | 0 | 0 | 0 | 91584.835 | 0 | 9616670.47 | 22276128.38 | 0 | 0 | 0 | 0 | 0 | 0 | 0 | 0 |  |  |  | 0 | 0 | 0 | 0 | 0 | 0 | 0 | 0 | 31984383.685 |  | 0 | 91584.835 | 0 | 9616670.47 | 22276128.38 | 0 | 0 | 31984383.685
1 | 1 | Net Metering Industrial (for Approved SSEG) | 0 | 0 | 0 | 0 | 0 | 0 | 0 | 0 | 0 | 0 | 0 | 0 | 0 | 0 | 0 | 0 | 0.17202 | 0.14687 | 0.070486 |  |  |  | 0 | 0.14928 | 0.29538 | 0.16596 | 0 | 0 | 0 | 0 | 1 |  | 0 | 0 | 0 | 0 | 1 | 0 | 0 | 1
1 | 1 | Bulk Time Of Use Tariff: Alternative | 0 | 0 | 0 | 0 | 0 | 0 | 0 | 237271.9374 | 0.24743 | 4344828.5353 | 0 | 0 | 0 | 0 | 0 | 0 | 1655130.6965 | 1413112.1936 | 678184.3305 |  |  |  | 0 | 1436323.4496 | 2842057.7871 | 1596805.0517 | 0 | 0 | 0 | 0 | 14203714.2291 |  | 0 | 237271.9374 | 0.24743 | 4344828.5353 | 9621613.509 | 0 | 0 | 14203714.2291
1 | 1 | Bulk Time Of Use Tariff: Alternative MV | 0 | 0 | 0 | 0 | 0 | 0 | 0 | 26353.5363 | 0.75257 | 13214840.9998 | 0 | 0 | 0 | 0 | 0 | 0 | 2273245.4351 | 1940844.2187 | 931454.801 |  |  |  | 0 | 1972723.8048 | 3903434.8796 | 2193137.8606 | 0 | 0 | 0 | 0 | 26456036.2884 |  | 0 | 26353.5363 | 0.75257 | 13214840.9998 | 13214840.9998 | 0 | 0 | 26456036.2884
1 | 1 | Net Metering Time of Use Bulk Consumers (for Approved SSEG) | 0 | 0 | 0 | 0 | 0 | 0 | 0 | 0 | 0 | 0 | 0 | 0 | 0 | 0 | 0 | 0 | 0 | 0 | 0 |  |  |  | 0 | 0 | 0 | 0 | 0 | 0 | 0 | 0 | 0 |  | 0 | 0 | 0 | 0 | 0 | 0 | 0 | 0
1 | 1 | Net Metering Commercial;Basic Charge <= 20 kVA per month | 0 | 0 | 0 | 0 | 0 | 0 | 0 | 0 | 0 | 0 | 0 | 0 | 0 | 0 | 0 | 0 | 0 | 0 | 0 |  |  |  | 0 | 0 | 0 | 0 | 0 | 0 | 0 | 0 | 0 |  | 0 | 0 | 0 | 0 | 0 | 0 | 0 | 0
1 | 1 | Net Metering CommercialBasic Charge 21 - 40 kVA per month | 0 | 0 | 0 | 0 | 0 | 0 | 0 | 0 | 0 | 0 | 0 | 0 | 0 | 0 | 0 | 0 | 0 | 0 | 0 |  |  |  | 0 | 0 | 0 | 0 | 0 | 0 | 0 | 0 | 0 |  | 0 | 0 | 0 | 0 | 0 | 0 | 0 | 0
1 | 1 | Net Metering CommercialBasic Charge 41 - 50 kVA per month | 0 | 0 | 0 | 0 | 0 | 0 | 0 | 0 | 0 | 0 | 0 | 0 | 0 | 0 | 0 | 0 | 0 | 0 | 0 |  |  |  | 0 | 0 | 0 | 0 | 0 | 0 | 0 | 0 | 0 |  | 0 | 0 | 0 | 0 | 0 | 0 | 0 | 0
1 | 1 | Streetlights - Internal Tariff | 0 | 0 | 0 | 0 | 0 | 0 | 0 | 0 | 0 | 0 | 1815392.8246 | 0 | 0 | 0 | 0 | 0 | 0 | 0 | 0 |  |  |  | 0 | 0 | 0 | 0 | 0 | 0 | 0 | 0 | 1815392.8246 |  | 0 | 0 | 0 | 0 | 1815392.8246 | 0 | 0 | 1815392.8246
1 | 1 | Wheeling Charges: | 0 | 0 | 0 | 0 | 0 | 0 | 0 | 0 | 0 | 0 | 0 | 0 | 0 | 0 | 0 | 0 | 0 | 0 | 0 |  |  |  | 0 | 0 | 0 | 0 | 0 | 0 | 0 | 0 | 0 |  | 0 | 0 | 0 | 0 | 0 | 0 | 0 | 0
1 | 1 | Availability | 0 | 0 | 0 | 0 | 0 | 40 | 0 | 3430129.5 | 0 | 0 | 0 | 0 | 0 | 0 | 0 | 0 | [14 empty] | 3430129.5 |  | 0 | 3430129.5 | 0 | 0 | 0 | 0 | 0 | 3430129.5
0 | 0 | 0 | 0 | 0 | 0 | 0 | 0 | 0 | [24 empty] | 0 |  | 0 | 0 | 0 | 0 | 0 | 0 | 0 | 0
0 | 0 | 0 | 0 | 0 | 0 | 0 | 0 | 0 | [24 empty] | 0 |  | 0 | 0 | 0 | 0 | 0 | 0 | 0 | 0
0 | 0 | 0 | 0 | 0 | 0 | 0 | 0 | 0 | [24 empty] | 0 |  | 0 | 0 | 0 | 0 | 0 | 0 | 0 | 0
0 | 0 | 0 | 0 | 0 | 0 | 0 | 0 | 0 | [24 empty] | 0 |  | 0 | 0 | 0 | 0 | 0 | 0 | 0 | 0
0 | 0 | 0 | 0 | 0 | 0 | 0 | 0 | 0 | [24 empty] | 0 |  | 0 | 0 | 0 | 0 | 0 | 0 | 0 | 0
0 | 0 | 0 | 0 | 0 | 0 | 0 | 0 | 0 | [24 empty] | 0 |  | 0 | 0 | 0 | 0 | 0 | 0 | 0 | 0
0 | 0 | 0 | 0 | 0 | 0 | 0 | 0 | 0 | [24 empty] | 0 |  | 0 | 0 | 0 | 0 | 0 | 0 | 0 | 0
0 | 0 | 0 | 0 | 0 | 0 | 0 | 0 | 0 | [24 empty] | 0 |  | 0 | 0 | 0 | 0 | 0 | 0 | 0 | 0
0 | 0 | 0 | 0 | 0 | 0 | 0 | 0 | 0 | [24 empty] | 0 |  | 0 | 0 | 0 | 0 | 0 | 0 | 0 | 0
0 | 0 | 0 | 0 | 0 | 0 | 0 | 0 | 0 | [24 empty] | 0 |  | 0 | 0 | 0 | 0 | 0 | 0 | 0 | 0
0 | 0 | 0 | 0 | 0 | 0 | 0 | 0 | 0 | [24 empty] | 0 |  | 0 | 0 | 0 | 0 | 0 | 0 | 0 | 0
0 | 0 | 0 | 0 | 0 | 0 | 0 | 0 | 0 | [24 empty] | 0 |  | 0 | 0 | 0 | 0 | 0 | 0 | 0 | 0
0 | 0 | 0 | 0 | 0 | 0 | 0 | 0 | 0 | [24 empty] | 0 |  | 0 | 0 | 0 | 0 | 0 | 0 | 0 | 0
0 | 0 | 0 | 0 | 0 | 0 | 0 | 0 | 0 | [24 empty] | 0 |  | 0 | 0 | 0 | 0 | 0 | 0 | 0 | 0
0 | 0 | 0 | 0 | 0 | 0 | 0 | 0 | 0 | [24 empty] | 0 |  | 0 | 0 | 0 | 0 | 0 | 0 | 0 | 0
0 | 0 | 0 | 0 | 0 | 0 | 0 | 0 | 0 | [24 empty] | 0 |  | 0 | 0 | 0 | 0 | 0 | 0 | 0 | 0
0 | 0 | 0 | 0 | 0 | 0 | 0 | 0 | 0 | [24 empty] | 0 |  | 0 | 0 | 0 | 0 | 0 | 0 | 0 | 0
0 | 0 | 0 | 0 | 0 | 0 | 0 | 0 | 0 | [24 empty] | 0 |  | 0 | 0 | 0 | 0 | 0 | 0 | 0 | 0
0 | 0 | 0 | 0 | 0 | 0 | 0 | 0 | 0 | [24 empty] | 0 |  | 0 | 0 | 0 | 0 | 0 | 0 | 0 | 0
0 | 0 | 0 | 0 | 0 | 0 | 0 | 0 | 0 | [24 empty] | 0 |  | 0 | 0 | 0 | 0 | 0 | 0 | 0 | 0
0 | 0 | 0 | 0 | 0 | 0 | 0 | 0 | 0 | [24 empty] | 0 |  | 0 | 0 | 0 | 0 | 0 | 0 | 0 | 0
0 | 0 | 0 | 0 | 0 | 0 | 0 | 0 | 0 | [24 empty] | 0 |  | 0 | 0 | 0 | 0 | 0 | 0 | 0 | 0
0 | 0 | 0 | 0 | 0 | 0 | 0 | 0 | 0 | [24 empty] | 0 |  | 0 | 0 | 0 | 0 | 0 | 0 | 0 | 0
0 | 0 | 0 | 0 | 0 | 0 | 0 | 0 | 0 | [24 empty] | 0 |  | 0 | 0 | 0 | 0 | 0 | 0 | 0 | 0
0 | 0 | 0 | 0 | 0 | 0 | 0 | 0 | 0 | [24 empty] | 0 |  | 0 | 0 | 0 | 0 | 0 | 0 | 0 | 0
0 | 0 | 0 | 0 | 0 | 0 | 0 | 0 | 0 | [24 empty] | 0 |  | 0 | 0 | 0 | 0 | 0 | 0 | 0 | 0
0 | 0 | 0 | 0 | 0 | 0 | 0 | 0 | 0 | [24 empty] | 0 |  | 0 | 0 | 0 | 0 | 0 | 0 | 0 | 0
0 | 0 | 0 | 0 | 0 | 0 | 0 | 0 | 0 | [24 empty] | 0 |  | 0 | 0 | 0 | 0 | 0 | 0 | 0 | 0
0 | 0 | 0 | 0 | 0 | 0 | 0 | 0 | 0 | [24 empty] | 0 |  | 0 | 0 | 0 | 0 | 0 | 0 | 0 | 0
0 | 0 | 0 | 0 | 0 | 0 | 0 | 0 | 0 | [24 empty] | 0 |  | 0 | 0 | 0 | 0 | 0 | 0 | 0 | 0
0 | 0 | 0 | 0 | 0 | 0 | 0 | 0 | 0 | [24 empty] | 0 |  | 0 | 0 | 0 | 0 | 0 | 0 | 0 | 0
0 | 0 | 0 | 0 | 0 | 0 | 0 | 0 | 0 | [24 empty] | 0 |  | 0 | 0 | 0 | 0 | 0 | 0 | 0 | 0
0 | 0 | 0 | 0 | 0 | 0 | 0 | 0 | 0 | [24 empty] | 0 |  | 0 | 0 | 0 | 0 | 0 | 0 | 0 | 0
0 | 0 | 0 | 0 | 0 | 0 | 0 | 0 | 0 | [24 empty] | 0 |  | 0 | 0 | 0 | 0 | 0 | 0 | 0 | 0
0 | 0 | 0 | 0 | 0 | 0 | 0 | 0 | 0 | [24 empty] | 0 |  | 0 | 0 | 0 | 0 | 0 | 0 | 0 | 0
0 | 0 | 0 | 0 | 0 | 0 | 0 | 0 | 0 | [24 empty] | 0 |  | 0 | 0 | 0 | 0 | 0 | 0 | 0 | 0
0 | 0 | 0 | 0 | 0 | 0 | 0 | 0 | 0 | [24 empty] | 0 |  | 0 | 0 | 0 | 0 | 0 | 0 | 0 | 0
0 | 0 | 0 | 0 | 0 | 0 | 0 | 0 | 0 | [24 empty] | 0 |  | 0 | 0 | 0 | 0 | 0 | 0 | 0 | 0
0 | 0 | 0 | 0 | 0 | 0 | 0 | 0 | 0 | [24 empty] | 0 |  | 0 | 0 | 0 | 0 | 0 | 0 | 0 | 0
0 | 0 | 0 | 0 | 0 | 0 | 0 | 0 | 0 | [24 empty] | 0 |  | 0 | 0 | 0 | 0 | 0 | 0 | 0 | 0
0 | 0 | 0 | 0 | 0 | 0 | 0 | 0 | 0 | [24 empty] | 0 |  | 0 | 0 | 0 | 0 | 0 | 0 | 0 | 0
0 | 0 | 0 | 0 | 0 | 0 | 0 | 0 | 0 | [24 empty] | 0 |  | 0 | 0 | 0 | 0 | 0 | 0 | 0 | 0
0 | 0 | 0 | 0 | 0 | 0 | 0 | 0 | 0 | [24 empty] | 0 |  | 0 | 0 | 0 | 0 | 0 | 0 | 0 | 0
0 | 0 | 0 | 0 | 0 | 0 | 0 | 0 | 0 | [24 empty] | 0 |  | 0 | 0 | 0 | 0 | 0 | 0 | 0 | 0
0 | 0 | 0 | 0 | 0 | 0 | 0 | 0 | 0 | [24 empty] | 0 |  | 0 | 0 | 0 | 0 | 0 | 0 | 0 | 0
0 | 0 | 0 | 0 | 0 | 0 | 0 | 0 | 0 | [24 empty] | 0 |  | 0 | 0 | 0 | 0 | 0 | 0 | 0 | 0
0 | 0 | 0 | 0 | 0 | 0 | 0 | 0 | 0 | [24 empty] | 0 |  | 0 | 0 | 0 | 0 | 0 | 0 | 0 | 0
0
0
0
0
1 | 1 | Total. | [6 empty] | 0 | 35151578.1519 | 1 | 84882722.0263 | 234388001.5602 | 0 |  | 0 | 0 | 0 | 3928376.3036 | 3353956.5591 | 1609639.2021 | 0 | 0 | 0 | 0 | 3409047.4037 | 6745492.962 | 3789943.0782 | 0 | 0 | 0 | 0 | 377258758.2473 | 0 | 0 | 35151578.1519 | 1 | 84882722.0263 | 257224457.069 | 0 | 0 | 377258758.2473
0 |  | #REF! | [6 empty] | 377258758.2473 | [24 empty] | 80089350.1948
1 | SWARTLAND |  |  | 2016-06-30 |  |  |  |  | CONSUMPTION STATISTICS FOR CHARGES APPLICABLE FOR ALL MONTHS OF THE YEAR | [9 empty] | HIGH SEASON CONSUMPTION STATISTICS | [6 empty] | LOW SEASON CONSUMPTION STATISTICS | [7 empty] | 80089350.1948
1 | CONSUMPTION STATISTICS | [7 empty] | POD's / customer | MD-Amp/Cust | LF (annual) | LF (ave month) | Ave consump. | % 1 st block energy Vs total energy |  |  | Other charges | kvarh % kWh | % energy in Peak | % energy in Standard | % energy in Off-Peak | % energy in season | LF (all hours) in season | LF (P&S hours) in season |  | % energy in Peak | % energy in Standard | % energy in Off-Peak | % energy in season | LF (all hours) in season | LF (P&S hours) in season
1 | Nr | TARIFF NAME | TARIFF CODE | Customer category | Sub Category | Tariff Structure Category | Max Voltage | Capacity category | Ratio | % | % | % | kWh/cust/m | % |  |  | ? | % | % | % | % | % | % | % |  | % | % | % | % | % | %
1 | 1 | Pre-paid meter system (Indigent Residential) | 0 | 0 | 0 | 0 | 0 | 20 |  | 20 | 0.017165 | 0.42426 | 250.6079 | 0.1788
1 | 1 | Households Alternative <20 Amp:- | 0 | 0 | 0 | 0 | 0 | 20 |  | 20 | 0.019878 | 0.42426 | 290.2182 | 0.15348
1 | 1 | Pre-paid Meter System (Non-Indigent Residential) | 0 | 0 | 0 | 0 | 0 | 30 |  | 30 | 0.011598 | 0.42426 | 253.9924 | 0
1 | 1 | Residential Consumers (Houses, Flats & Farms) Network charge per month | 0 | 0 | 0 | 0 | 0 | 40 |  | 40 | 0.012948 | 0.42426 | 378.0864 | 0
1 | 1 | Residential Consumers (Houses, Flats & Farms) Network charge per month | 0 | 0 | 0 | 0 | 0 | 30 |  | #DIV/0!
1 | 1 | Net Metering Residential (for Approved SSEG Households) | 0 | 0 | 0 | 0 | 0 | 40 |  | 40 | 0.010224 | 0.27471 | 298.5386 | 0 |  |  |  |  | 0.041352 | 0.15057 | 0.061112 |  |  |  |  | 0.14589 | 0.41603 | 0.18505
1 | 1 | Commercial Pre-paid:- | 0 | 0 | 0 | 0 | 0 | 30 |  | 30 | 0.020656 | 0.38444 | 452.3559 | 0
1 | 1 | Commercial Alternative < 15 AMP:- | 0 | 0 | 0 | 0 | 0 | 20 |  | 20 | 0.00807 | 0.38444 | 117.822 | 0
1 | 1 | Commercial Alternative < 15 AMP:-Dept | 0 | 0 | 0 | 0 | 0 | 20 |  | 20 | 0.021441 | 0.38444 | 313.0348 | 0
1 | 1 | Commerce / Non Standard (per kWh ) | 0 | 0 | 0 | 0 | 0 | 60 |  | 60 | 0.022749 | 0.38444 | 996.4083 | 0
1 | 1 | Commerce / Non Standard (per kWh )-Dept | 0 | 0 | 0 | 0 | 0 | 30 |  | 30 | 0.019656 | 0.38444 | 430.4696 | 0
1 | 1 | Commerce Basic < 20KVA (Basic per month) | 0 | 0 | 0 | 0 | 0 | 30 |  | 30 | 0.014951 | 0.38444 | 327.4374 | 0
1 | 1 | Commerce Basic < 20KVA (Basic per month)-Dept | 0 | 0 | 0 | 0 | 0 | 30 |  | 30 | 0.010355 | 0.38444 | 226.7667 | 0
1 | 1 | Commerce Basic 20 to 40 KVA (Basic per month) | 0 | 0 | 0 | 0 | 0 | 80 |  | 80 | 0.019402 | 0.38444 | 1133.0715 | 0
1 | 1 | Commerce Basic 20 to 40 KVA (Basic per month)-Dept | 0 | 0 | 0 | 0 | 0 | 60 |  | 60 | 0.011626 | 0.38444 | 509.2227 | 0
1 | 1 | Commerce Basic >40 KVA (Basic per month) | 0 | 0 | 0 | 0 | 0 | 150 |  | 150 | 0.016823 | 0.38444 | 1842.1054 | 0
1 | 1 | Commerce Basic >40 KVA (Basic per month)-Dept | 0 | 0 | 0 | 0 | 0 | 60 |  | 60 | 0.012638 | 0.38444 | 553.5235 | 0
1 | 1 | Net Metering Commercial;Basic Charge <= 20 kVA per month | 0 | 0 | 0 | 0 | 0 | 30 |  | #DIV/0!
1 | 1 | Net Metering CommercialBasic Charge 21 - 40 kVA per month | 0 | 0 | 0 | 0 | 0 | 40 |  | #DIV/0!
1 | 1 | Net Metering CommercialBasic Charge 41 - 50 kVA per month | 0 | 0 | 0 | 0 | 0 | 150 |  | #DIV/0!
1 | 1 | Sports Grounds including maintenance of Floodlighting:- | 0 | 0 | 0 | 0 | 0 | 90 |  | 0 |  | 0.38444 | 0.40152 | 0
1 | 1 | Bulk Industrial | 0 | 0 | 0 | 0 | 0 | 0 |  | 40.3412 | 0.53088 | 0.74323 | 15633.9775 | 0 |  |  |  |  | #DIV/0! | #DIV/0! | #DIV/0! |  |  |  |  | #DIV/0! | #DIV/0! | #DIV/0!
1 | 1 | Bulk Industrial-Dept | 0 | 0 | 0 | 0 | 0 | 0 |  | 60.5127 | 0.15724 | 0.22013 | 6945.8269 | 0 |  |  |  |  | #DIV/0! | #DIV/0! | #DIV/0! |  |  |  |  | #DIV/0! | #DIV/0! | #DIV/0!
1 | 1 | Bulk Industrial mv | 0 | 0 | 0 | 0 | 0 | 0 |  | 2553.9465 | 0.43668 | 0.61136 | 814145.245 | 0 |  |  |  |  | #DIV/0! | #DIV/0! | #DIV/0! |  |  |  |  | #DIV/0! | #DIV/0! | #DIV/0!
1 | 1 | Net Metering Industrial (for Approved SSEG) | 0 | 0 | 0 | 0 | 0 | 0 |  | #DIV/0!
1 | 1 | Bulk Time Of Use Tariff: Alternative | 0 | 0 | 0 | 0 | 0 | 0 |  | 111.1733 | 0.2099 | 0.29386 | 17034.7724 | 0 |  |  |  |  | #DIV/0! | #DIV/0! | #DIV/0! |  |  |  |  | #DIV/0! | #DIV/0! | #DIV/0!
1 | 1 | Bulk Time Of Use Tariff: Alternative MV | 0 | 0 | 0 | 0 | 0 | 0 |  | 2141.5193 | 0.27893 | 0.3905 | 436051.8123 | 0 |  |  |  |  | #DIV/0! | #DIV/0! | #DIV/0! |  |  |  |  | #DIV/0! | #DIV/0! | #DIV/0!
1 | 1 | Net Metering Time of Use Bulk Consumers (for Approved SSEG) | 0 | 0 | 0 | 0 | 0 | 0 |  | #DIV/0!
1 | 1 | Net Metering Commercial;Basic Charge <= 20 kVA per month | 0 | 0 | 0 | 0 | 0 | 0
1 | 1 | Net Metering CommercialBasic Charge 21 - 40 kVA per month | 0 | 0 | 0 | 0 | 0 | 0
1 | 1 | Net Metering CommercialBasic Charge 41 - 50 kVA per month | 0 | 0 | 0 | 0 | 0 | 0
1 | 1 | Streetlights - Internal Tariff | 0 | 0 | 0 | 0 | 0 | 0 |  |  |  | 0.17919 |  | 0
1 | 1 | Wheeling Charges: | 0 | 0 | 0 | 0 | 0 | 0
1 | 1 | Availability | 0 | 0 | 0 | 0 | 0 | 40 |  | #DIV/0! | 0
0 | 0 | 0 | 0 | 0 | 0 | 0 | 0 | 0
0 | 0 | 0 | 0 | 0 | 0 | 0 | 0 | 0
0 | 0 | 0 | 0 | 0 | 0 | 0 | 0 | 0
0 | 0 | 0 | 0 | 0 | 0 | 0 | 0 | 0
0 | 0 | 0 | 0 | 0 | 0 | 0 | 0 | 0
0 | 0 | 0 | 0 | 0 | 0 | 0 | 0 | 0
0 | 0 | 0 | 0 | 0 | 0 | 0 | 0 | 0
0 | 0 | 0 | 0 | 0 | 0 | 0 | 0 | 0
0 | 0 | 0 | 0 | 0 | 0 | 0 | 0 | 0
0 | 0 | 0 | 0 | 0 | 0 | 0 | 0 | 0
0 | 0 | 0 | 0 | 0 | 0 | 0 | 0 | 0
0 | 0 | 0 | 0 | 0 | 0 | 0 | 0 | 0
0 | 0 | 0 | 0 | 0 | 0 | 0 | 0 | 0
0 | 0 | 0 | 0 | 0 | 0 | 0 | 0 | 0
0 | 0 | 0 | 0 | 0 | 0 | 0 | 0 | 0
0 | 0 | 0 | 0 | 0 | 0 | 0 | 0 | 0
0 | 0 | 0 | 0 | 0 | 0 | 0 | 0 | 0
0 | 0 | 0 | 0 | 0 | 0 | 0 | 0 | 0
0 | 0 | 0 | 0 | 0 | 0 | 0 | 0 | 0
0 | 0 | 0 | 0 | 0 | 0 | 0 | 0 | 0
0 | 0 | 0 | 0 | 0 | 0 | 0 | 0 | 0
0 | 0 | 0 | 0 | 0 | 0 | 0 | 0 | 0
0 | 0 | 0 | 0 | 0 | 0 | 0 | 0 | 0
0 | 0 | 0 | 0 | 0 | 0 | 0 | 0 | 0
0 | 0 | 0 | 0 | 0 | 0 | 0 | 0 | 0
0 | 0 | 0 | 0 | 0 | 0 | 0 | 0 | 0
0 | 0 | 0 | 0 | 0 | 0 | 0 | 0 | 0
0 | 0 | 0 | 0 | 0 | 0 | 0 | 0 | 0
0 | 0 | 0 | 0 | 0 | 0 | 0 | 0 | 0
0 | 0 | 0 | 0 | 0 | 0 | 0 | 0 | 0
0 | 0 | 0 | 0 | 0 | 0 | 0 | 0 | 0
0 | 0 | 0 | 0 | 0 | 0 | 0 | 0 | 0
0 | 0 | 0 | 0 | 0 | 0 | 0 | 0 | 0
0 | 0 | 0 | 0 | 0 | 0 | 0 | 0 | 0
0 | 0 | 0 | 0 | 0 | 0 | 0 | 0 | 0
0 | 0 | 0 | 0 | 0 | 0 | 0 | 0 | 0
0 | 0 | 0 | 0 | 0 | 0 | 0 | 0 | 0
0 | 0 | 0 | 0 | 0 | 0 | 0 | 0 | 0
0 | 0 | 0 | 0 | 0 | 0 | 0 | 0 | 0
0 | 0 | 0 | 0 | 0 | 0 | 0 | 0 | 0
0 | 0 | 0 | 0 | 0 | 0 | 0 | 0 | 0
0 | 0 | 0 | 0 | 0 | 0 | 0 | 0 | 0
0 | 0 | 0 | 0 | 0 | 0 | 0 | 0 | 0
0 | 0 | 0 | 0 | 0 | 0 | 0 | 0 | 0
0 | 0 | 0 | 0 | 0 | 0 | 0 | 0 | 0
0 | 0 | 0 | 0 | 0 | 0 | 0 | 0 | 0
0 | 0 | 0 | 0 | 0 | 0 | 0 | 0 | 0
0 | 0 | 0 | 0 | 0 | 0 | 0 | 0 | 0
0 | 0 | 0 | 0 | 0 | 0 | 0 | 0 | 0
0 | 0 | 0 | 0 | 0 | 0 | 0 | 0 | 0
0 | 0 | 0 | 0 | 0 | 0 | 0 | 0 | 0
1 | 1 | Total. | [7 empty] | #DIV/0! | 0.03297 | 0.039188 |  | 0.020955 |  |  |  |  | 0.020298 | 0.054049 | 0.059812 |  |  |  |  | #DIV/0! | #DIV/0! | #DIV/0! |  |  |  |  | 0
1 | 1
1 | SWARTLAND |  |  | 2016-06-30 |  |  |  |  | REVENUES FROM CHARGES APPLICABLE FOR ALL MONTHS OF THE YEAR | [9 empty] | HIGH SEASON REVENUES | [6 empty] | LOW SEASON REVENUES | [8 empty] | TOTAL CHARGES FOR THE YEAR
1 | CALCULATED REVENUE | [6 empty] | CHARGABLE REVENUE | Customer service | Basic | Access | MD (all hours) | All Energy | Block 1 energy | Block 2 energy | Block 3 energy | Block 4 energy | Block 5 energy | Energy Peak | Energy Standard | Energy Off-Peak | Energy Total | MD (all hours) | MD (P&St) | Reactive energy | Energy Peak | Energy Standard | Energy Off-Peak | Energy Total | MD (all hours) | MD (P&St) | Reactive energy | Total | Check | Customer service | Basic | Access | Demand | Energy | Reactive energy | Others | 2022/2023 Proposed | 2022/2023 Reference | Difference | Structure change | Initial cost reflectiveness | Structure change | kWh/m |  |  |  |  | Structure change
1 | Nr | TARIFF NAME | TARIFF CODE | Customer category | Sub Category | Tariff Structure Category | Max Voltage | Capacity category | R/year | R/year | R/year | R/year | R/year | R/year | R/year | R/year | R/year | R/year | Rand /season | Rand /season | Rand /season | Rand /season | Rand /season | Rand /season | Rand /season | Rand /season | Rand /season | Rand /season | Rand /season | Rand /season | Rand /season | Rand /season | R/year | R/year | R/year | R/year | R/year | R/year | R/year | R/year | R/year | R/year | 0% | Rand | % |  | % |  | Ref | Diff | Ind / Poor |  | %
1 | 1 | Pre-paid meter system (Indigent Residential) | 0 | 0 | 0 | 0 | 0 | 20 | 0 | 0 | 0 | 0 | 0 | 0 | 29615493.3867 | 0 | 0 | 0 | 0 | 0 | 0 | 0 | 0 | 0 | 0 | 0 | 0 | 0 | 0 | 0 | 0 | 0 | 29615493.3867 | 29615493.3867 | 0 | 0 | 0 | 0 | 29615493.3867 | 0 |  | 29615493.3867 | 29615493.3867 | 0 | 0% | -91.28% | 101.6% | 29615493.3867 | 31059785.1371 | 1444291.7504 | -99918850.5002 |  | 147.1%
1 | 1 | Households Alternative <20 Amp:- | 0 | 0 | 0 | 0 | 0 | 20 | 0 | 0 | 0 | 0 | 0 | 370763.3854 | 1655743.7464 | 701751.2825 | 537007.9393 |  | 0 | 0 | 0 | 0 | 0 | 0 | 0 | 0 | 0 | 0 | 0 | 0 | 0 | 0 | 3265266.3537 | 3177178.9092 | 0 | 0 | 0 | 0 | 3265266.3537 | 0 |  | 3265266.3537 | 3177178.9092 | 88087.4445 | 2.773% | -17.42% | 61.15% | 3265266.3537 | 21848467.3934 | 18583201.0397 |  |  | 54.3%
1 | 1 | Pre-paid Meter System (Non-Indigent Residential) | 0 | 0 | 0 | 0 | 0 | 30 | 0 | 5616005.5579 | 16969918.5536 | 0 | 42894622.5011 | 0 |  | 0 | 0 | 0 | 0 | 0 | 0 | 0 | 0 | 0 | 0 | 0 | 0 | 0 | 0 | 0 | 0 | 0 | 65480546.6127 | 63919063.0484 | 0 | 5616005.5579 | 16969918.5536 | 0 | 42894622.5011 | 0 |  | 65480546.6127 | 63919063.0484 | 1561483.5642 | 2.443% | 3.119% | 44.55% | 65480546.6127 | 2161275.2118 | -63319271.4008 |  |  | -5.952%
1 | 1 | Residential Consumers (Houses, Flats & Farms) Network charge per month | 0 | 0 | 0 | 0 | 0 | 40 | 0 | 4476864.5223 | 18037025.4351 | 0 | 50900221.0307 | 0 | 0 | 0 | 0 | 0 | 0 | 0 | 0 | 0 | 0 | 0 | 0 | 0 | 0 | 0 | 0 | 0 | 0 | 0 | 73414110.9881 | 86265699.476 | 0 | 4476864.5223 | 18037025.4351 | 0 | 50900221.0307 | 0 |  | 73414110.9881 | 86265699.476 | -12851588.488 | -14.9% | 17.3% | 29.07% | 73414110.9881 | 267572.4777 | -73146538.5104 |  |  | 242.1%
1 | 1 | Residential Consumers (Houses, Flats & Farms) Network charge per month | 0 | 0 | 0 | 0 | 0 | 30 | 0 | 0 | 0 | 0 | 0 | 0 | 0 | 0 | 0 | 0 | 0 | 0 | 0 | 0 | 0 | 0 | 0 | 0 | 0 | 0 | 0 | 0 | 0 | 0 | 0 | 0 | 0 | 0 | 0 | 0 | 0 | 0 |  | 0 | 0 | 0 | #DIV/0! | #DIV/0! | 39.48% | 0 | 16763192.8172 | 16763192.8172 |  |  | 128.5%
1 | 1 | Net Metering Residential (for Approved SSEG Households) | 0 | 0 | 0 | 0 | 0 | 40 | 0 | 53133.0801 | 214070.0735 | 0 | 0 | 0 | 0 | 0 | 0 | 0 | 74792.0655 | 87231.1781 | 20491.586 | 0 | 0 | 0 | 13.9598 | 90502.9156 | 183497.0096 | 54815.4072 | 0 | 0 | 0 | 0 | 778547.2754 | 920474.5372 | 0 | 53133.0801 | 214070.0735 | 0 | 511330.162 | 13.9598 |  | 778547.2754 | 920474.5372 | -141927.2618 | -15.42% | 12.19% | 20.25% | 778547.2754 | 534821.079 | -243726.1964 |  |  | 550.3%
1 | 1 | Commercial Pre-paid:- | 0 | 0 | 0 | 0 | 0 | 30 | 0 | 934200.7518 | 3679414.7868 | 0 | 9546800.173 | 0 | 0 | 0 | 0 | 0 | 0 | 0 | 0 | 0 | 0 | 0 | 0 | 0 | 0 | 0 | 0 | 0 | 0 | 0 | 14160415.7116 | 15840416.7215 | 0 | 934200.7518 | 3679414.7868 | 0 | 9546800.173 | 0 |  | 14160415.7116 | 15840416.7215 | -1680001.0099 | -10.61% | 14.24% | 50.1% | [5 empty] | -14.69%
1 | 1 | Commercial Alternative < 15 AMP:- | 0 | 0 | 0 | 0 | 0 | 20 | 0 | 0 | 0 | 0 | 1311879.5957 | 0 | 0 | 0 | 0 | 0 | 0 | 0 | 0 | 0 | 0 | 0 | 0 | 0 | 0 | 0 | 0 | 0 | 0 | 0 | 1311879.5957 | 1144946.4286 | 0 | 0 | 0 | 0 | 1311879.5957 | 0 |  | 1311879.5957 | 1144946.4286 | 166933.1672 | 14.58% | -10.13% | -32.43% | [5 empty] | -2.592%
1 | 1 | Commercial Alternative < 15 AMP:-Dept | 0 | 0 | 0 | 0 | 0 | 20 | 0 | 0 | 0 | 0 | 76772.292 | 0 | 0 | 0 | 0 | 0 | 0 | 0 | 0 | 0 | 0 | 0 | 0 | 0 | 0 | 0 | 0 | 0 | 0 | 0 | 76772.292 | 67003.2233 | 0 | 0 | 0 | 0 | 76772.292 | 0 |  | 76772.292 | 67003.2233 | 9769.0687 | 14.58% | 14.14% | -18.64% | [5 empty] | -20.98%
1 | 1 | Commerce / Non Standard (per kWh ) | 0 | 0 | 0 | 0 | 0 | 60 | 0 | 132478.3462 | 1043550.4041 | 0 | 2982082.005 | 0 | 0 | 0 | 0 | 0 | 0 | 0 | 0 | 0 | 0 | 0 | 0 | 0 | 0 | 0 | 0 | 0 | 0 | 0 | 4158110.7553 | 3994336.2458 | 0 | 132478.3462 | 1043550.4041 | 0 | 2982082.005 | 0 |  | 4158110.7553 | 3994336.2458 | 163774.5095 | 4.1% | -1.351% | -3.249% | [5 empty] | -6.205%
1 | 1 | Commerce / Non Standard (per kWh )-Dept | 0 | 0 | 0 | 0 | 0 | 30 | 0 | 9136.4377 | 35984.4967 | 0 | 88849.8525 | 0 | 0 | 0 | 0 | 0 | 0 | 0 | 0 | 0 | 0 | 0 | 0 | 0 | 0 | 0 | 0 | 0 | 0 | 0 | 133970.7869 | 120352.5554 | 0 | 9136.4377 | 35984.4967 | 0 | 88849.8525 | 0 |  | 133970.7869 | 120352.5554 | 13618.2314 | 11.32% | -3.2% | 19.71% | [5 empty] | -26.92%
1 | 1 | Commerce Basic < 20KVA (Basic per month) | 0 | 0 | 0 | 0 | 0 | 30 | 0 | 201001.6287 | 791658.9272 | 0 | 1486843.191 | 0 | 0 | 0 | 0 | 0 | 0 | 0 | 0 | 0 | 0 | 0 | 0 | 0 | 0 | 0 | 0 | 0 | 0 | 0 | 2479503.747 | 3555274.776 | 0 | 201001.6287 | 791658.9272 | 0 | 1486843.191 | 0 |  | 2479503.747 | 3555274.776 | -1075771.029 | -30.26% | 40.6% | 35.92% | [5 empty] | -25.12%
1 | 1 | Commerce Basic < 20KVA (Basic per month)-Dept | 0 | 0 | 0 | 0 | 0 | 30 | 0 | 22841.0942 | 89961.2417 | 0 | 117012.847 | 0 | 0 | 0 | 0 | 0 | 0 | 0 | 0 | 0 | 0 | 0 | 0 | 0 | 0 | 0 | 0 | 0 | 0 | 0 | 229815.1829 | 339419.0265 | 0 | 22841.0942 | 89961.2417 | 0 | 117012.847 | 0 |  | 229815.1829 | 339419.0265 | -109603.8436 | -32.29% | 49.61% | #DIV/0! | [5 empty] | -23.8%
1 | 1 | Commerce Basic 20 to 40 KVA (Basic per month) | 0 | 0 | 0 | 0 | 0 | 80 | 0 | 179302.5893 | 1883188.6602 | 0 | 4589667.4506 | 0 | 0 | 0 | 0 | 0 | 0 | 0 | 0 | 0 | 0 | 0 | 0 | 0 | 0 | 0 | 0 | 0 | 0 | 0 | 6652158.7001 | 7709106.5372 | 0 | 179302.5893 | 1883188.6602 | 0 | 4589667.4506 | 0 |  | 6652158.7001 | 7709106.5372 | -1056947.8371 | -13.71% | 18.79% | -11.99% | 509.2227 | 7709106.5372 | -1056947.8371 | Comm |  | -14.54%
1 | 1 | Commerce Basic 20 to 40 KVA (Basic per month)-Dept | 0 | 0 | 0 | 0 | 0 | 60 | 0 | 30835.4771 | 242895.3527 | 0 | 354728.2805 | 0 | 0 | 0 | 0 | 0 | 0 | 0 | 0 | 0 | 0 | 0 | 0 | 0 | 0 | 0 | 0 | 0 | 0 | 0 | 628459.1103 | 785424.0047 | 0 | 30835.4771 | 242895.3527 | 0 | 354728.2805 | 0 |  | 628459.1103 | 785424.0047 | -156964.8943 | -19.98% | 36.33% | #DIV/0! | 1842.1054 | 785424.0047 | -156964.8943 | -4203925.0503 | -14.5% | -18.85%
1 | 1 | Commerce Basic >40 KVA (Basic per month) | 0 | 0 | 0 | 0 | 0 | 150 | 0 | 274093.1301 | 5397674.5038 | 0 | 11406436.1123 | 0 | 0 | 0 | 0 | 0 | 0 | 0 | 0 | 0 | 0 | 0 | 0 | 0 | 0 | 0 | 0 | 0 | 0 | 0 | 17078203.7462 | 19769145.5761 | 0 | 274093.1301 | 5397674.5038 | 0 | 11406436.1123 | 0 |  | 17078203.7462 | 19769145.5761 | -2690941.8299 | -13.61% | 22.12% | #DIV/0! | 553.5235 | 19769145.5761 | -2690941.8299 |  |  | -8.845%
1 | 1 | Commerce Basic >40 KVA (Basic per month)-Dept | 0 | 0 | 0 | 0 | 0 | 60 | 0 | 20556.9848 | 161930.2351 | 0 | 257059.0141 | 0 | 0 | 0 | 0 | 0 | 0 | 0 | 0 | 0 | 0 | 0 | 0 | 0 | 0 | 0 | 0 | 0 | 0 | 0 | 439546.234 | 738616.7229 | 0 | 20556.9848 | 161930.2351 | 0 | 257059.0141 | 0 |  | 439546.234 | 738616.7229 | -299070.4889 | -40.49% | 51.17% | -28.28% |  | 738616.7229 | -299070.4889 |  |  | -12.82%
1 | 1 | Net Metering Commercial;Basic Charge <= 20 kVA per month | 0 | 0 | 0 | 0 | 0 | 30 | 0 | 0 | 0 | 0 | 0 | 0 | 0 | 0 | 0 | 0 | 0 | 0 | 0 | 0 | 0 | 0 | 0 | 0 | 0 | 0 | 0 | 0 | 0 | 0 | 0 | 0 | 0 | 0 | 0 | 0 | 0 | 0 |  | 0 | 0 | 0 | #DIV/0! | #DIV/0! | -6.518% |  | 0 | 0 |  |  | -13.12%
1 | 1 | Net Metering CommercialBasic Charge 21 - 40 kVA per month | 0 | 0 | 0 | 0 | 0 | 40 | 0 | 0 | 0 | 0 | 0 | 0 | 0 | 0 | 0 | 0 | 0 | 0 | 0 | 0 | 0 | 0 | 0 | 0 | 0 | 0 | 0 | 0 | 0 | 0 | 0 | 0 | 0% | 0% | 0 | 0 | 0 | 0 |  | 0 | 0 | 0 | #DIV/0! | 0% | 2.226% |  | 0 | 0 |  |  | -0.15731
1 | 1 | Net Metering CommercialBasic Charge 41 - 50 kVA per month | 0 | 0 | 0 | 0 | 0 | 150 | 0 | 0 | 0 | 0 | 0 | 0 | 0 | 0 | 0 | 0 | 0 | 0 | 0 | 0 | 0 | 0 | 0 | 0 | 0 | 0 | 0 | 0 | 0 | 0 | 0 | 0 | 0 | 0 | 0 | 0 | 0 | 0 |  | 0 | 0 | 0 | #DIV/0! | 0% | -67.95% | [5 empty] | 13.42%
1 | 1 | Sports Grounds including maintenance of Floodlighting:- | 0 | 0 | 0 | 0 | 0 | 90 | 0 | 0 | 0 | 0 | 560.6365 | 0 | 0 | 0 | 0 | 0 | 0 | 0 | 0 | 0 | 0 | 0 | 0 | 0 | 0 | 0 | 0 | 0 | 0 | 0 | 560.6365 | 560.6365 | 0 | 0 | 0 | 0 | 560.6365 | 0 |  | 560.6365 | 560.6365 | 0 | 0% | 0% | -65.82% | 0.40152 |  |  |  |  | 24.95%
1 | 1 | Bulk Industrial | 0 | 0 | 0 | 0 | 0 | 0 | 0 | 829080.4329 | 4504507.2118 | 3855573.7225 | 0 | 0 | 0 | 0 | 0 | 0 | 6686423.7269 | 6605682.9849 | 4858511.2416 | 0 | 0 | 0 | 99240.6948 | 8084138.8598 | 15882001.2614 | 12735748.3468 | 0 | 0 | 0 | 0 | 64140908.4834 | 53036074.0569 | 0 | 829080.4329 | 4504507.2118 | 3855573.7225 | 54852506.4214 | 99240.6948 |  | 64140908.4834 | 53036074.0569 | 11104834.4265 | 20.94% | -10% | -20.17% | 15633.9775 |  |  |  |  | 918.3%
1 | 1 | Bulk Industrial-Dept | 0 | 0 | 0 | 0 | 0 | 0 | 0 | 126665.0661 | 1032297.2076 | 883581.2221 | 0 | 0 | 0 | 0 | 0 | 0 | 873761.5539 | 444283.941 | 320183.7907 | 0 | 0 | 0 | 3976.0031 | 812787.8671 | 847984.4363 | 802035.4803 | 0 | 0 | 0 | 0 | 6147556.5682 | 7315284.3929 | 0 | 126665.0661 | 1032297.2076 | 883581.2221 | 4101037.0693 | 3976.0031 |  | 6147556.5682 | 7315284.3929 | -1167727.8247 | -15.96% | 20.8% | -18.13% | 6945.8269 |  |  |  |  | 714.5%
1 | 1 | Bulk Industrial mv | 0 | 0 | 0 | 0 | 0 | 0 | 0 | 30256.869 | 6169726.0504 | 5407103.3014 | 0 | 0 | 0 | 0 | 0 | 0 | 8820067.8044 | 8763658.3686 | 7285901.2997 | 0 | 0 | 0 | 2190.0695 | 10442491.1674 | 20397453.1619 | 20286149.9987 | 0 | 0 | 0 | 0 | 87604998.091 | 77899063.9868 | 0 | 30256.869 | 6169726.0504 | 5407103.3014 | 75995721.8007 | 2190.0695 |  | 87604998.091 | 77899063.9868 | 9705934.1042 | 12.46% | -1.974% | 2.12% | 814145.245 |  |  |  |  | #DIV/0!
1 | 1 | Net Metering Industrial (for Approved SSEG) | 0 | 0 | 0 | 0 | 0 | 0 | 0 | 0 | 0 | 0 | 0 | 0 | 0 | 0 | 0 | 0 | 0 | 0 | 0 | 0 | 0 | 0 | 0 | 0 | 0 | 0 | 0 | 0 | 0 | 0 | 0 | 0 | 0 | 0 | 0 | 0 | 0 | 0 |  | 0 | 0 | 0 | #DIV/0! | 0% | -22.07% | [5 empty] | 18.09%
1 | 1 | Bulk Time Of Use Tariff: Alternative | 0 | 0 | 0 | 0 | 0 | 0 | 0 | 109392.5571 | 1637908.8674 | 1401946.5598 | 0 | 0 | 0 | 0 | 0 | 0 | 1090085.307 | 1139026.3794 | 667273.79 | 0 | 0 | 0 | 14267.496 | 1109140.9966 | 2441176.3606 | 1627131.3079 | 0 | 0 | 0 | 0 | 11237349.6217 | 11001517.7205 | 0 | 109392.5571 | 1637908.8674 | 1401946.5598 | 8073834.1414 | 14267.496 |  | 11237349.6217 | 11001517.7205 | 235831.9013 | 2.144% | 5.442% | 200% | 17034.7724 |  |  |  |  | -287.6%
1 | 1 | Bulk Time Of Use Tariff: Alternative MV | 0 | 0 | 0 | 0 | 0 | 0 | 0 | 22692.6518 | 3880050.2335 | 3400447.9706 | 0 | 0 | 0 | 0 | 0 | 0 | 4310342.3366 | 4503861.8485 | 2638489.3445 | 0 | 0 | 0 | 879.7421 | 4385691.0686 | 9652736.1213 | 6433893.6765 | 0 | 0 | 0 | 0 | 39229084.9939 | 37389028.9128 | 0 | 22692.6518 | 3880050.2335 | 3400447.9706 | 31925014.3959 | 879.7421 |  | 39229084.9939 | 37389028.9128 | 1840056.0811 | 4.921% | 3.317% | 77.83% | 436051.8123
1 | 1 | Net Metering Time of Use Bulk Consumers (for Approved SSEG) | 0 | 0 | 0 | 0 | 0 | 0 | 0 | 0 | 0 | 0 | 0 | 0 | 0 | 0 | 0 | 0 | 0 | 0 | 0 | 0 | 0 | 0 | 0 | 0 | 0 | 0 | 0 | 0 | 0 | 0 | 0 | 0 | 0 | 0 | 0 | 0 | 0 | 0 |  | 0 | 0 | 0 | #DIV/0! | 0% | #DIV/0! | [5 empty] | #DIV/0!
1 | 1 | Net Metering Commercial;Basic Charge <= 20 kVA per month | 0 | 0 | 0 | 0 | 0 | 0 | 0 | 0 | 0 | 0 | 0 | 0 | 0 | 0 | 0 | 0 | 0 | 0 | 0 | 0 | 0 | 0 | 0 | 0 | 0 | 0 | 0 | 0 | 0 | 0 | 0 | 0 | 0 | 0 | 0 | 0 | 0 | 0 |  | 0 | 0 | 0 | #DIV/0! | 0% | 10.2% | [5 empty] | 9.355%
1 | 1 | Net Metering CommercialBasic Charge 21 - 40 kVA per month | 0 | 0 | 0 | 0 | 0 | 0 | 0 | 0 | 0 | 0 | 0 | 0 | 0 | 0 | 0 | 0 | 0 | 0 | 0 | 0 | 0 | 0 | 0 | 0 | 0 | 0 | 0 | 0 | 0 | 0 | 0 | 0 | 0 | 0 | 0 | 0 | 0 | 0 |  | 0 | 0 | 0 | #DIV/0! | 0% | #DIV/0!
1 | 1 | Net Metering CommercialBasic Charge 41 - 50 kVA per month | 0 | 0 | 0 | 0 | 0 | 0 | 0 | 0 | 0 | 0 | 0 | 0 | 0 | 0 | 0 | 0 | 0 | 0 | 0 | 0 | 0 | 0 | 0 | 0 | 0 | 0 | 0 | 0 | 0 | 0 | 0 | 0 | 0 | 0 | 0 | 0 | 0 | 0 |  | 0 | 0 | 0 | #DIV/0! | 0% | #DIV/0!
1 | 1 | Streetlights - Internal Tariff | 0 | 0 | 0 | 0 | 0 | 0 | 0 | 4586558.2439 | 0 | 0 | 983375.1279 | 0 | 0 | 0 | 0 | 0 | 0 | 0 | 0 | 0 | 0 | 0 | 0 | 0 | 0 | 0 | 0 | 0 | 0 | 0 | 5569933.3718 | 433295.8042 | 0 | 4586558.2439 | 0 | 0 | 983375.1279 | 0 |  | 5569933.3718 | 433295.8042 | 5136637.5676 | 1185% | 0% | -1.025%
1 | 1 | Wheeling Charges: | 0 | 0 | 0 | 0 | 0 | 0 | 0 | 0 | 0 | 0 | 0 | 0 | 0 | 0 | 0 | 0 | 0 | 0 | 0 | 0 | 0 | 0 | 0 | 0 | 0 | 0 | 0 | 0 | 0 | 0 | 0 |  | 0 | 0 | 0 | 0 | 0 | 0 |  | 0 | 0 | 0 | #DIV/0! | 0% | -12.74%
1 | 1 | Availability | 0 | 0 | 0 | 0 | 0 | 40 | 0 | 4572951.7785 | 0 | 0 | 0 | 0 |  | 0 |  | 0 | 0 | 0 | 0 | 0 | 0 | 0 | 0 | 0 | 0 | 0 | 0 | 0 | 0 | 0 | 4572951.7785 | 3430129.5 | 0 | 4572951.7785 | 0 | 0 | 0 | 0 |  | 4572951.7785 | 3430129.5 | 1142822.2785 | 33.32% | -30.95% | 4.483%
0 | 0 | 0 | 0 | 0 | 0 | 0 | 0 | 0 | 0 | 0 | 0 | 0 | 0 | 0 |  | 0 |  | 0 | 0 | 0 | 0 | 0 | 0 | 0 | 0 | 0 | 0 | 0 | 0 | 0 | 0 | 0 | 0 |  | 0 | 0 | 0 | 0 | 0 | 0 |  | 0 | 0 | 0 | #DIV/0! | #REF! | #DIV/0!
0 | 0 | 0 | 0 | 0 | 0 | 0 | 0 | 0 | 0 | 0 | 0 | 0 | 0 | 0 |  | 0 |  | 0 | 0 | 0 | 0 | 0 | 0 | 0 | 0 | 0 | 0 | 0 | 0 | 0 | 0 | 0 | 0 |  | 0 | 0 | 0 | 0 | 0 | 0 |  | 0 | 0 | 0 | #DIV/0! | #REF! | -99.46%
0 | 0 | 0 | 0 | 0 | 0 | 0 | 0 | 0 | 0 | 0 | 0 | 0 | 0 | 0 |  | 0 |  | 0 | 0 | 0 | 0 | 0 | 0 | 0 | 0 | 0 | 0 | 0 | 0 | 0 | 0 | 0 | 0 |  | 0 | 0 | 0 | 0 | 0 | 0 |  | 0 | 0 | 0 | #DIV/0! | #REF! | -67.29%
0 | 0 | 0 | 0 | 0 | 0 | 0 | 0 | 0 | 0 | 0 | 0 | 0 | 0 | 0 |  | 0 |  | 0 | 0 | 0 | 0 | 0 | 0 | 0 | 0 | 0 | 0 | 0 | 0 | 0 | 0 | 0 | 0 |  | 0 | 0 | 0 | 0 | 0 | 0 |  | 0 | 0 | 0 | #DIV/0! | #REF! | 0.01929%
0 | 0 | 0 | 0 | 0 | 0 | 0 | 0 | 0 | 0 | 0 | 0 | 0 | 0 | 0 |  | 0 |  | 0 | 0 | 0 | 0 | 0 | 0 | 0 | 0 | 0 | 0 | 0 | 0 | 0 | 0 | 0 | 0 |  | 0 | 0 | 0 | 0 | 0 | 0 |  | 0 | 0 | 0 | #DIV/0! | #REF! | 2.132%
0 | 0 | 0 | 0 | 0 | 0 | 0 | 0 | 0 | 0 | 0 | 0 | 0 | 0 | 0 |  | 0 |  | 0 | 0 | 0 | 0 | 0 | 0 | 0 | 0 | 0 | 0 | 0 | 0 | 0 | 0 | 0 | 0 |  | 0 | 0 | 0 | 0 | 0 | 0 |  | 0 | 0 | 0 | #DIV/0! | #REF! | -54.85%
0 | 0 | 0 | 0 | 0 | 0 | 0 | 0 | 0 | 0 | 0 | 0 | 0 | 0 | 0 |  | 0 |  | 0 | 0 | 0 | 0 | 0 | 0 | 0 | 0 | 0 | 0 | 0 | 0 | 0 | 0 | 0 | 0 |  | 0 | 0 | 0 | 0 | 0 | 0 |  | 0 | 0 | 0 | #DIV/0! | #REF! | #DIV/0!
0 | 0 | 0 | 0 | 0 | 0 | 0 | 0 | 0 | 0 | 0 | 0 | 0 | 0 | 0 |  | 0 |  | 0 | 0 | 0 | 0 | 0 | 0 | 0 | 0 | 0 | 0 | 0 | 0 | 0 | 0 | 0 | 0 |  | 0 | 0 | 0 | 0 | 0 | 0 | 0 | 0 | 0 | 0 | #DIV/0! | #REF! | 20.73%
0 | 0 | 0 | 0 | 0 | 0 | 0 | 0 | 0 | 0 | 0 | 0 | 0 | 0 | 0 |  | 0 |  | 0 | 0 | 0 | 0 | 0 | 0 | 0 | 0 | 0 | 0 | 0 | 0 | 0 | 0 | 0 | 0 |  | 0 | 0 | 0 | 0 | 0 | 0 | 0 | 0 | 0 | 0 | #DIV/0! | #REF! | -14.18%
0 | 0 | 0 | 0 | 0 | 0 | 0 | 0 | 0 | 0 | 0 | 0 | 0 | 0 | 0 |  | 0 |  | 0 | 0 | 0 | 0 | 0 | 0 | 0 | 0 | 0 | 0 | 0 | 0 | 0 | 0 | 0 | 0 |  | 0 | 0 | 0 | 0 | 0 | 0 | 0 | 0 | 0 | 0 | #DIV/0! | #REF! | 89.34%
0 | 0 | 0 | 0 | 0 | 0 | 0 | 0 | 0 | 0 | 0 | 0 | 0 | 0 | 0 |  | 0 |  | 0 | 0 | 0 | 0 | 0 | 0 | 0 | 0 | 0 | 0 | 0 | 0 | 0 | 0 | 0 | 0 |  | 0 | 0 | 0 | 0 | 0 | 0 | 0 | 0 | 0 | 0 | #DIV/0! | #REF! | 14.93%
0 | 0 | 0 | 0 | 0 | 0 | 0 | 0 | 0 | 0 | 0 | 0 | 0 | 0 | 0 |  | 0 |  | 0 | 0 | 0 | 0 | 0 | 0 | 0 | 0 | 0 | 0 | 0 | 0 | 0 | 0 | 0 | 0 |  | 0 | 0 | 0 | 0 | 0 | 0 | 0 | 0 | 0 | 0 | #DIV/0! | #REF! | -2.599%
0 | 0 | 0 | 0 | 0 | 0 | 0 | 0 | 0 | 0 | 0 | 0 | 0 | 0 | 0 |  | 0 |  | 0 | 0 | 0 | 0 | 0 | 0 | 0 | 0 | 0 | 0 | 0 | 0 | 0 | 0 | 0 | 0 |  | 0 | 0 | 0 | 0 | 0 | 0 | 0 | 0 | 0 | 0 | #DIV/0! | #REF! | 68.15%
0 | 0 | 0 | 0 | 0 | 0 | 0 | 0 | 0 | 0 | 0 | 0 | 0 | 0 | 0 |  | 0 |  | 0 | 0 | 0 | 0 | 0 | 0 | 0 | 0 | 0 | 0 | 0 | 0 | 0 | 0 | 0 | 0 |  | 0 | 0 | 0 | 0 | 0 | 0 | 0 | 0 | 0 | 0 | #DIV/0! | #REF! | 220.1%
0 | 0 | 0 | 0 | 0 | 0 | 0 | 0 | 0 | 0 | 0 | 0 | 0 | 0 | 0 |  | 0 |  | 0 | 0 | 0 | 0 | 0 | 0 | 0 | 0 | 0 | 0 | 0 | 0 | 0 | 0 | 0 | 0 |  | 0 | 0 | 0 | 0 | 0 | 0 | 0 | 0 | 0 | 0 | #DIV/0! | #REF! | 12.35%
0 | 0 | 0 | 0 | 0 | 0 | 0 | 0 | 0 | 0 | 0 | 0 | 0 | 0 | 0 |  | 0 |  | 0 | 0 | 0 | 0 | 0 | 0 | 0 | 0 | 0 | 0 | 0 | 0 | 0 | 0 | 0 | 0 |  | 0 | 0 | 0 | 0 | 0 | 0 | 0 | 0 | 0 | 0 | #DIV/0! | #REF! | -3.89%
0 | 0 | 0 | 0 | 0 | 0 | 0 | 0 | 0 | 0 | 0 | 0 | 0 | 0 | 0 |  | 0 |  | 0 | 0 | 0 | 0 | 0 | 0 | 0 | 0 | 0 | 0 | 0 | 0 | 0 | 0 | 0 | 0 |  | 0 | 0 | 0 | 0 | 0 | 0 | 0 | 0 | 0 | 0 | #DIV/0! | #REF! | 20.09%
0 | 0 | 0 | 0 | 0 | 0 | 0 | 0 | 0 | 0 | 0 | 0 | 0 | 0 | 0 |  | 0 |  | 0 | 0 | 0 | 0 | 0 | 0 | 0 | 0 | 0 | 0 | 0 | 0 | 0 | 0 | 0 | 0 |  | 0 | 0 | 0 | 0 | 0 | 0 | 0 | 0 | 0 | 0 | #DIV/0! | #REF! | 138.5%
0 | 0 | 0 | 0 | 0 | 0 | 0 | 0 | 0 | 0 | 0 | 0 | 0 | 0 | 0 |  | 0 |  | 0 | 0 | 0 | 0 | 0 | 0 | 0 | 0 | 0 | 0 | 0 | 0 | 0 | 0 | 0 | 0 |  | 0 | 0 | 0 | 0 | 0 | 0 | 0 | 0 | 0 | 0 | #DIV/0! | #REF! | -81.83%
0 | 0 | 0 | 0 | 0 | 0 | 0 | 0 | 0 | 0 | 0 | 0 | 0 | 0 | 0 |  | 0 |  | 0 | 0 | 0 | 0 | 0 | 0 | 0 | 0 | 0 | 0 | 0 | 0 | 0 | 0 | 0 | 0 |  | 0 | 0 | 0 | 0 | 0 | 0 | 0 | 0 | 0 | 0 | #DIV/0! | #REF! | 178%
0 | 0 | 0 | 0 | 0 | 0 | 0 | 0 | 0 | 0 | 0 | 0 | 0 | 0 | 0 |  | 0 |  | 0 | 0 | 0 | 0 | 0 | 0 | 0 | 0 | 0 | 0 | 0 | 0 | 0 | 0 | 0 | 0 |  | 0 | 0 | 0 | 0 | 0 | 0 | 0 | 0 | 0 | 0 | #DIV/0! | #REF! | 0.7858%
0 | 0 | 0 | 0 | 0 | 0 | 0 | 0 | 0 | 0 | 0 | 0 | 0 | 0 | 0 |  | 0 |  | 0 | 0 | 0 | 0 | 0 | 0 | 0 | 0 | 0 | 0 | 0 | 0 | 0 | 0 | 0 | 0 |  | 0 | 0 | 0 | 0 | 0 | 0 | 0 | 0 | 0 | 0 | #DIV/0! | #REF!
0 | 0 | 0 | 0 | 0 | 0 | 0 | 0 | 0 | 0 | 0 | 0 | 0 | 0 | 0 |  | 0 |  | 0 | 0 | 0 | 0 | 0 | 0 | 0 | 0 | 0 | 0 | 0 | 0 | 0 | 0 | 0 | 0 |  | 0 | 0 | 0 | 0 | 0 | 0 | 0 | 0 | 0 | 0 | #DIV/0! | #REF!
0 | 0 | 0 | 0 | 0 | 0 | 0 | 0 | 0 | 0 | 0 | 0 | 0 | 0 | 0 |  | 0 |  | 0 | 0 | 0 | 0 | 0 | 0 | 0 | 0 | 0 | 0 | 0 | 0 | 0 | 0 | 0 | 0 |  | 0 | 0 | 0 | 0 | 0 | 0 | 0 | 0 | 0 | 0 | #DIV/0! | #REF!
0 | 0 | 0 | 0 | 0 | 0 | 0 | 0 | 0 | 0 | 0 | 0 | 0 | 0 | 0 |  | 0 |  | 0 | 0 | 0 | 0 | 0 | 0 | 0 | 0 | 0 | 0 | 0 | 0 | 0 | 0 | 0 | 0 |  | 0 | 0 | 0 | 0 | 0 | 0 | 0 | 0 | 0 | 0 | #DIV/0! | #REF!
0 | 0 | 0 | 0 | 0 | 0 | 0 | 0 | 0 | 0 | 0 | 0 | 0 | 0 | 0 |  | 0 |  | 0 | 0 | 0 | 0 | 0 | 0 | 0 | 0 | 0 | 0 | 0 | 0 | 0 | 0 | 0 | 0 |  | 0 | 0 | 0 | 0 | 0 | 0 | 0 | 0 | 0 | 0 | #DIV/0! | #REF!
0 | 0 | 0 | 0 | 0 | 0 | 0 | 0 | 0 | 0 | 0 | 0 | 0 | 0 | 0 |  | 0 |  | 0 | 0 | 0 | 0 | 0 | 0 | 0 | 0 | 0 | 0 | 0 | 0 | 0 | 0 | 0 | 0 |  | 0 | 0 | 0 | 0 | 0 | 0 | 0 | 0 | 0 | 0 | #DIV/0! | #REF!
0 | 0 | 0 | 0 | 0 | 0 | 0 | 0 | 0 | 0 | 0 | 0 | 0 | 0 | 0 |  | 0 |  | 0 | 0 | 0 | 0 | 0 | 0 | 0 | 0 | 0 | 0 | 0 | 0 | 0 | 0 | 0 | 0 |  | 0 | 0 | 0 | 0 | 0 | 0 | 0 | 0 | 0 | 0 | #DIV/0! | #REF!
0 | 0 | 0 | 0 | 0 | 0 | 0 | 0 | 0 | 0 | 0 | 0 | 0 | 0 | 0 |  | 0 |  | 0 | 0 | 0 | 0 | 0 | 0 | 0 | 0 | 0 | 0 | 0 | 0 | 0 | 0 | 0 | 0 |  | 0 | 0 | 0 | 0 | 0 | 0 | 0 | 0 | 0 | 0 | #DIV/0! | #REF!
0 | 0 | 0 | 0 | 0 | 0 | 0 | 0 | 0 | 0 | 0 | 0 | 0 | 0 | 0 |  | 0 |  | 0 | 0 | 0 | 0 | 0 | 0 | 0 | 0 | 0 | 0 | 0 | 0 | 0 | 0 | 0 | 0 |  | 0 | 0 | 0 | 0 | 0 | 0 | 0 | 0 | 0 | 0 | #DIV/0! | #REF!
0 | 0 | 0 | 0 | 0 | 0 | 0 | 0 | 0 | 0 | 0 | 0 | 0 | 0 | 0 |  | 0 |  | 0 | 0 | 0 | 0 | 0 | 0 | 0 | 0 | 0 | 0 | 0 | 0 | 0 | 0 | 0 | 0 |  | 0 | 0 | 0 | 0 | 0 | 0 | 0 | 0 | 0 | 0 | #DIV/0! | #REF!
0 | 0 | 0 | 0 | 0 | 0 | 0 | 0 | 0 | 0 | 0 | 0 | 0 | 0 | 0 |  | 0 |  | 0 | 0 | 0 | 0 | 0 | 0 | 0 | 0 | 0 | 0 | 0 | 0 | 0 | 0 | 0 | 0 |  | 0 | 0 | 0 | 0 | 0 | 0 | 0 | 0 | 0 | 0 | #DIV/0! | #REF!
0 | 0 | 0 | 0 | 0 | 0 | 0 | 0 | 0 | 0 | 0 | 0 | 0 | 0 | 0 |  | 0 |  | 0 | 0 | 0 | 0 | 0 | 0 | 0 | 0 | 0 | 0 | 0 | 0 | 0 | 0 | 0 | 0 |  | 0 | 0 | 0 | 0 | 0 | 0 | 0 | 0 | 0 | 0 | #DIV/0! | #REF!
0 | 0 | 0 | 0 | 0 | 0 | 0 | 0 | 0 | 0 | 0 | 0 | 0 | 0 | 0 |  | 0 |  | 0 | 0 | 0 | 0 | 0 | 0 | 0 | 0 | 0 | 0 | 0 | 0 | 0 | 0 | 0 | 0 |  | 0 | 0 | 0 | 0 | 0 | 0 | 0 | 0 | 0 | 0 | #DIV/0! | #REF!
0 | 0 | 0 | 0 | 0 | 0 | 0 | 0 | 0 | 0 | 0 | 0 | 0 | 0 | 0 |  | 0 |  | 0 | 0 | 0 | 0 | 0 | 0 | 0 | 0 | 0 | 0 | 0 | 0 | 0 | 0 | 0 | 0 |  | 0 | 0 | 0 | 0 | 0 | 0 | 0 | 0 | 0 | 0 | #DIV/0! | #REF!
0 | 0 | 0 | 0 | 0 | 0 | 0 | 0 | 0 | 0 | 0 | 0 | 0 | 0 | 0 |  | 0 |  | 0 | 0 | 0 | 0 | 0 | 0 | 0 | 0 | 0 | 0 | 0 | 0 | 0 | 0 | 0 | 0 |  | 0 | 0 | 0 | 0 | 0 | 0 | 0 | 0 | 0 | 0 | #DIV/0! | #REF!
0 | 0 | 0 | 0 | 0 | 0 | 0 | 0 | 0 | 0 | 0 | 0 | 0 | 0 | 0 |  | 0 |  | 0 | 0 | 0 | 0 | 0 | 0 | 0 | 0 | 0 | 0 | 0 | 0 | 0 | 0 | 0 | 0 |  | 0 | 0 | 0 | 0 | 0 | 0 | 0 | 0 | 0 | 0 | #DIV/0! | #REF!
0 | 0 | 0 | 0 | 0 | 0 | 0 | 0 | 0 | 0 | 0 | 0 | 0 | 0 | 0 |  | 0 |  | 0 | 0 | 0 | 0 | 0 | 0 | 0 | 0 | 0 | 0 | 0 | 0 | 0 | 0 | 0 | 0 |  | 0 | 0 | 0 | 0 | 0 | 0 | 0 | 0 | 0 | 0 | #DIV/0! | #REF!
0 | 0 | 0 | 0 | 0 | 0 | 0 | 0 | 0 | 0 | 0 | 0 | 0 | 0 | 0 |  | 0 |  | 0 | 0 | 0 | 0 | 0 | 0 | 0 | 0 | 0 | 0 | 0 | 0 | 0 | 0 | 0 | 0 |  | 0 | 0 | 0 | 0 | 0 | 0 | 0 | 0 | 0 | 0 | #DIV/0! | #REF!
0 | 0 | 0 | 0 | 0 | 0 | 0 | 0 | 0 | 0 | 0 | 0 | 0 | 0 | 0 |  | 0 |  | 0 | 0 | 0 | 0 | 0 | 0 | 0 | 0 | 0 | 0 | 0 | 0 | 0 | 0 | 0 | 0 |  | 0 | 0 | 0 | 0 | 0 | 0 | 0 | 0 | 0 | 0 | #DIV/0! | #REF!
0 | 0 | 0 | 0 | 0 | 0 | 0 | 0 | 0 | 0 | 0 | 0 | 0 | 0 | 0 |  | 0 |  | 0 | 0 | 0 | 0 | 0 | 0 | 0 | 0 | 0 | 0 | 0 | 0 | 0 | 0 | 0 | 0 |  | 0 | 0 | 0 | 0 | 0 | 0 | 0 | 0 | 0 | 0 | #DIV/0! | #REF!
0 | 0 | 0 | 0 | 0 | 0 | 0 | 0 | 0 | 0 | 0 | 0 | 0 | 0 | 0 |  | 0 |  | 0 | 0 | 0 | 0 | 0 | 0 | 0 | 0 | 0 | 0 | 0 | 0 | 0 | 0 | 0 | 0 |  | 0 | 0 | 0 | 0 | 0 | 0 | 0 | 0 | 0 | 0 | #DIV/0! | #REF!
0 | 0 | 0 | 0 | 0 | 0 | 0 | 0 | 0 | 0 | 0 | 0 | 0 | 0 | 0 |  | 0 |  | 0 | 0 | 0 | 0 | 0 | 0 | 0 | 0 | 0 | 0 | 0 | 0 | 0 | 0 | 0 | 0 |  | 0 | 0 | 0 | 0 | 0 | 0 | 0 | 0 | 0 | 0 | #DIV/0! | #REF!
0 | 0 | 0 | 0 | 0 | 0 | 0 | 0 | 0 | 0 | 0 | 0 | 0 | 0 | 0 |  | 0 |  | 0 | 0 | 0 | 0 | 0 | 0 | 0 | 0 | 0 | 0 | 0 | 0 | 0 | 0 | 0 | 0 |  | 0 | 0 | 0 | 0 | 0 | 0 | 0 | 0 | 0 | 0 | #DIV/0! | #REF!
0 | 0 | 0 | 0 | 0 | 0 | 0 | 0 | 0 | 0 | 0 | 0 | 0 | 0 | 0 |  | 0 |  | 0 | 0 | 0 | 0 | 0 | 0 | 0 | 0 | 0 | 0 | 0 | 0 | 0 | 0 | 0 | 0 |  | 0 | 0 | 0 | 0 | 0 | 0 | 0 | 0 | 0 | 0 | #DIV/0! | #REF!
0 | 0 | 0 | 0 | 0 | 0 | 0 | 0 | 0 | 0 | 0 | 0 | 0 | 0 | 0 |  | 0 |  | 0 | 0 | 0 | 0 | 0 | 0 | 0 | 0 | 0 | 0 | 0 | 0 | 0 | 0 | 0 | 0 |  | 0 | 0 | 0 | 0 | 0 | 0 | 0 | 0 | 0 | 0 | #DIV/0! | #REF!
0 | 0 | 0 | 0 | 0 | 0 | 0 | 0 | 0 | 0 | 0 | 0 | 0 | 0 | 0 |  | 0 |  | 0 | 0 | 0 | 0 | 0 | 0 | 0 | 0 | 0 | 0 | 0 | 0 | 0 | 0 | 0 | 0 |  | 0 | 0 | 0 | 0 | 0 | 0 | 0 | 0 | 0 | 0 | #DIV/0! | #REF!
0 | 0 | 0 | 0 | 0 | 0 | 0 | 0 | 0 | 0 | 0 | 0 | 0 | 0 | 0 |  | 0 |  | 0 | 0 | 0 | 0 | 0 | 0 | 0 | 0 | 0 | 0 | 0 | 0 | 0 | 0 | 0 | 0 |  | 0 | 0 | 0 | 0 | 0 | 0 | 0 | 0 | 0 | 0 | #DIV/0! | #REF!
0 | 0 | 0 | 0 | 0 | 0 | 0 | 0 | 0 | 0 | 0 | 0 | 0 | 0 | 0 |  | 0 |  | 0 | 0 | 0 | 0 | 0 | 0 | 0 | 0 | 0 | 0 | 0 | 0 | 0 | 0 | 0 | 0 |  | 0 | 0 | 0 | 0 | 0 | 0 | 0 | 0 | 0 | 0 | #DIV/0! | #REF!
0 | 0 | 0 | 0 | 0 | 0 | 0 | 0 | 0 | 0 | 0 | 0 | 0 | 0 | 0 |  | 0 |  | 0 | 0 | 0 | 0 | 0 | 0 | 0 | 0 | 0 | 0 | 0 | 0 | 0 | 0 | 0 | 0 |  | 0 | 0 | 0 | 0 | 0 | 0 | 0 | 0 | 0 | 0 | #DIV/0! | #REF!
0 | 0 | 0 | 0 | 0 | 0 | 0 | 0 | 0 | 0 | 0 | 0 | 0 | 0 | 0 |  | 0 |  | 0 | 0 | 0 | 0 | 0 | 0 | 0 | 0 | 0 | 0 | 0 | 0 | 0 | 0 | 0 | 0 |  | 0 | 0 | 0 | 0 | 0 | 0 | 0 | 0 | 0 | 0 | #DIV/0! | 0%
1 | 1 | Total. | [6 empty] | 0 | 22228047.1997 | 65771762.2412 | 14948652.7763 | 126996910.1101 | 370763.3854 | 31271237.1331 | 701751.2825 | 537007.9393 | 0 | 21855472.7943 | 21543744.7004 | 15790851.0526 | 0 | 0 | 0 | 120567.9653 | 24924752.8751 | 49404848.351 | 41939774.2174 | 0 | 0 | 0 | 0 | 438406144.0237 | 428466906.1863 | 0 | 22228047.1997 | 65771762.2412 | 14948652.7763 | 335337113.8412 | 120567.9653 | 0 | 438406144.0237 | 428466906.1863 | 9939237.8374 | 2.32% | 0%
1 | 1 | [7 empty] | 438406144.0237 | [22 empty] | Ref'2017/18 | 438406144.0237 | -1.36e-14% | 0 | [5 empty] | Target | 438406144.0237 | -1.36e-14% | 0
1 | SWARTLAND |  |  | 2016-06-30 |  |  |  |  | REVENUE STATISTICS J535 | [9 empty] | HIGH SEASON | [6 empty] | LOW SEASON | [16 empty] | Internal | 5569933.3718 | 432836210.6518
1 | CALCULATED REV. STATS | [7 empty] | Customer service % Total rev | Basic charge % Total rev | Access % of Total Rev | MD % of Total Rev | Demand % Total rev |  |  | Total energy % Total rev | Other charges | Reactive energy % total rev | Energy Peak % Tot Rev | Energy Standard % Tot Rev | Energy Off-Peak % Tot Rev | Energy total % Tot Rev | Σ MDs all hours % Tot Rev | Σ MDs (P & St) % Tot Rev | Reactive energy % Tot Rev | Energy Peak % Tot Rev | Energy Standard % Tot Rev | Energy Off-Peak % Tot Rev | Energy total % Tot Rev | Σ MDs all hours % Tot Rev | Σ MDs (P & St) % Tot Rev | Reactive energy % Tot Rev | Ave rev /cust /month | [10 empty] | TARGET REVENUE |  | 2023/2024
1 | Nr | TARIFF NAME | TARIFF CODE | Customer category | Sub Category | Tariff Structure Category | Max Voltage | Capacity category | % | % | % | % | % |  |  | % | ? | R/year | Rand /season | Rand /season | Rand /season | Rand /season | Rand /season | Rand /season | Rand /season | Rand /season | Rand /season | Rand /season | Rand /season | Rand /season | Rand /season | Rand /season | R/cust/m | [10 empty] | Previously calculated revenue |  | 438406144.0237
1 | 1 | Pre-paid meter system (Indigent Residential) | 0 | 0 | 0 | 0 | 0 | 20 |  |  |  |  | 0 |  |  | 0 |  | 0 | 0 | 0 | 0 | 0% | 0% | 0% | 0 | 0 | 0 | 0 | 0 | 0 | 0 | 0 | #DIV/0! | [10 empty] | Addisional internal |  |  | -1056947.8371
1 | 1 | Households Alternative <20 Amp:- | 0 | 0 | 0 | 0 | 0 | 20 |  |  |  |  | 0 |  |  | 0 |  | 0 | 0 | 0 | 0 | 0% | 0% | 0% | 0 | 0 | 0 | 0 | 0 | 0 | 0 | 0 | #DIV/0! | [10 empty] | Addisional Streetlight |  |  | 13618.2314
1 | 1 | Pre-paid Meter System (Non-Indigent Residential) | 0 | 0 | 0 | 0 | 0 | 30 |  | 0.085766 | 0.25916 |  | 0 |  |  | 0.65507 |  | 0 | 0 | 0 | 0 | 0% | 0% | 0% | 0 | 0 | 0 | 0 | 0 | 0 | 0 | 0 | #DIV/0! | [10 empty] | Total
1 | 1 | Residential Consumers (Houses, Flats & Farms) Network charge per month | 0 | 0 | 0 | 0 | 0 | 40 |  | 0.060981 | 0.24569 |  | 0 |  |  | 0.69333 |  | 0 | 0 | 0 | 0 | 0% | 0% | 0% | 0 | 0 | 0 | 0 | 0 | 0 | 0 | 0 | #DIV/0!
1 | 1 | Residential Consumers (Houses, Flats & Farms) Network charge per month | 0 | 0 | 0 | 0 | 0 | 30
1 | 1 | Net Metering Residential (for Approved SSEG Households) | 0 | 0 | 0 | 0 | 0 | 40 |  | 0.068246 | 0.27496 |  | 0 |  |  | 0.65677 |  | 0 | 0.096066 | 0.11204 | 0.02632 | 0% | 0% | 0% | 1.7931e-05 | 0.11625 | 0.23569 | 0.070407 | 0 | 0 | 0 | 0 | #DIV/0!
1 | 1 | Commercial Pre-paid:- | 0 | 0 | 0 | 0 | 0 | 30 |  | 0.065973 | 0.25984 |  | 0 |  |  | 0.67419 |  | 0 | 0 | 0 | 0 | 0% | 0% | 0% | 0 | 0 | 0 | 0 | 0 | 0 | 0 | 0 | #DIV/0!
1 | 1 | Commercial Alternative < 15 AMP:- | 0 | 0 | 0 | 0 | 0 | 20 |  |  |  |  | 0 |  |  | 1 |  | 0 | 0 | 0 | 0 | 0% | 0% | 0% | 0 | 0 | 0 | 0 | 0 | 0 | 0 | 0 | #DIV/0!
1 | 1 | Commercial Alternative < 15 AMP:-Dept | 0 | 0 | 0 | 0 | 0 | 20 |  |  |  |  | 0 |  |  | 1 |  | 0 | 0 | 0 | 0 | 0% | 0% | 0% | 0 | 0 | 0 | 0 | 0 | 0 | 0 | 0 | #DIV/0!
1 | 1 | Commerce / Non Standard (per kWh ) | 0 | 0 | 0 | 0 | 0 | 60 |  | 0.03186 | 0.25097 |  | 0 |  |  | 0.71717 |  | 0 | 0 | 0 | 0 | 0% | 0% | 0% | 0 | 0 | 0 | 0 | 0 | 0 | 0 | 0 | #DIV/0!
1 | 1 | Commerce / Non Standard (per kWh )-Dept | 0 | 0 | 0 | 0 | 0 | 30 |  | 0.068197 | 0.2686 |  | 0 |  |  | 0.6632 |  | 0 | 0 | 0 | 0 | 0% | 0% | 0% | 0 | 0 | 0 | 0 | 0 | 0 | 0 | 0 | #DIV/0!
1 | 1 | Commerce Basic < 20KVA (Basic per month) | 0 | 0 | 0 | 0 | 0 | 30 |  | 0.081065 | 0.31928 |  | 0 |  |  | 0.59965 |  | 0 | 0 | 0 | 0 | 0% | 0% | 0% | 0 | 0 | 0 | 0 | 0 | 0 | 0 | 0 | #DIV/0!
1 | 1 | Commerce Basic < 20KVA (Basic per month)-Dept | 0 | 0 | 0 | 0 | 0 | 30 |  | 0.099389 | 0.39145 |  | 0 |  |  | 0.50916 |  | 0 | 0 | 0 | 0 | 0% | 0% | 0% | 0 | 0 | 0 | 0 | 0 | 0 | 0 | 0 | #DIV/0!
1 | 1 | Commerce Basic 20 to 40 KVA (Basic per month) | 0 | 0 | 0 | 0 | 0 | 80 |  | 0.026954 | 0.28309 |  | 0 |  |  | 0.68995 |  | 0 | 0 | 0 | 0 | 0% | 0% | 0% | 0 | 0 | 0 | 0 | 0 | 0 | 0 | 0 | #DIV/0!
1 | 1 | Commerce Basic 20 to 40 KVA (Basic per month)-Dept | 0 | 0 | 0 | 0 | 0 | 60 |  | 0.049065 | 0.38649 |  | 0 |  |  | 0.56444 |  | 0 | 0 | 0 | 0 | 0% | 0% | 0% | 0 | 0 | 0 | 0 | 0 | 0 | 0 | 0 | #DIV/0!
1 | 1 | Commerce Basic >40 KVA (Basic per month) | 0 | 0 | 0 | 0 | 0 | 150 |  | 0.016049 | 0.31606 |  | 0 |  |  | 0.66789 |  | 0 | 0 | 0 | 0 | 0% | 0% | 0% | 0 | 0 | 0 | 0 | 0 | 0 | 0 | 0 | #DIV/0!
1 | 1 | Commerce Basic >40 KVA (Basic per month)-Dept | 0 | 0 | 0 | 0 | 0 | 60 |  | 0.046769 | 0.3684 |  | 0 |  |  | 0.58483 |  | 0 | 0 | 0 | 0 | 0% | 0% | 0% | 0 | 0 | 0 | 0 | 0 | 0 | 0 | 0 | #DIV/0!
1 | 1 | Net Metering Commercial;Basic Charge <= 20 kVA per month | 0 | 0 | 0 | 0 | 0 | 30
1 | 1 | Net Metering CommercialBasic Charge 21 - 40 kVA per month | 0 | 0 | 0 | 0 | 0 | 40
1 | 1 | Net Metering CommercialBasic Charge 41 - 50 kVA per month | 0 | 0 | 0 | 0 | 0 | 150
1 | 1 | Sports Grounds including maintenance of Floodlighting:- | 0 | 0 | 0 | 0 | 0 | 90 |  |  |  |  | 0 |  |  | 1 |  | 0 | 0 | 0 | 0 | 0% | 0% | 0% | 0 | 0 | 0 | 0 | 0 | 0 | 0 | 0 | #DIV/0!
1 | 1 | Bulk Industrial | 0 | 0 | 0 | 0 | 0 | 0 |  | 0.012926 | 0.070228 | 0.060111 | 0.060111 |  |  | 0.85519 |  | 0 | 0.10425 | 0.10299 | 0.075747 | 0% | 0% | 0% | 0.0015472 | 0.12604 | 0.24761 | 0.19856 | 0 | 0 | 0 | 0 | #DIV/0!
1 | 1 | Bulk Industrial-Dept | 0 | 0 | 0 | 0 | 0 | 0 |  | 0.020604 | 0.16792 | 0.14373 | 0.14373 |  |  | 0.6671 |  | 0 | 0.14213 | 0.07227 | 0.052083 | 0% | 0% | 0% | 0.00064676 | 0.13221 | 0.13794 | 0.13046 | 0 | 0 | 0 | 0 | #DIV/0!
1 | 1 | Bulk Industrial mv | 0 | 0 | 0 | 0 | 0 | 0 |  | 0.00034538 | 0.070427 | 0.061721 | 0.061721 |  |  | 0.86748 |  | 0 | 0.10068 | 0.10004 | 0.083168 | 0% | 0% | 0% | 2.4999e-05 | 0.1192 | 0.23283 | 0.23156 | 0 | 0 | 0 | 0 | #DIV/0!
1 | 1 | Net Metering Industrial (for Approved SSEG) | 0 | 0 | 0 | 0 | 0 | 0
1 | 1 | Bulk Time Of Use Tariff: Alternative | 0 | 0 | 0 | 0 | 0 | 0 |  | 0.0097347 | 0.14576 | 0.12476 | 0.12476 |  |  | 0.71848 |  | 0 | 0.097006 | 0.10136 | 0.05938 | 0% | 0% | 0% | 0.0012696 | 0.098701 | 0.21724 | 0.1448 | 0 | 0 | 0 | 0 | #DIV/0!
1 | 1 | Bulk Time Of Use Tariff: Alternative MV | 0 | 0 | 0 | 0 | 0 | 0 |  | 0.00057846 | 0.098907 | 0.086682 | 0.086682 |  |  | 0.81381 |  | 0 | 0.10988 | 0.11481 | 0.067258 | 0% | 0% | 0% | 2.2426e-05 | 0.1118 | 0.24606 | 0.16401 | 0 | 0 | 0 | 0 | #DIV/0!
1 | 1 | Net Metering Time of Use Bulk Consumers (for Approved SSEG) | 0 | 0 | 0 | 0 | 0 | 0
1 | 1 | Net Metering Commercial;Basic Charge <= 20 kVA per month | 0 | 0 | 0 | 0 | 0 | 0
1 | 1 | Net Metering CommercialBasic Charge 21 - 40 kVA per month | 0 | 0 | 0 | 0 | 0 | 0
1 | 1 | Net Metering CommercialBasic Charge 41 - 50 kVA per month | 0 | 0 | 0 | 0 | 0 | 0
1 | 1 | Streetlights - Internal Tariff | 0 | 0 | 0 | 0 | 0 | 0 |  | 0.82345 |  |  | 0 |  |  | 0.17655 |  | 0 | 0 | 0 | 0 | 0% | 0% | 0% | 0 | 0 | 0 | 0 | 0 | 0 | 0 | 0 | #DIV/0!
1 | 1 | Wheeling Charges: | 0 | 0 | 0 | 0 | 0 | 0
1 | 1 | Availability | 0 | 0 | 0 | 0 | 0 | 40 |  | 1 |  |  | 0 |  |  | 0 |  | 0 | 0 | 0 | 0 | 0% | 0% | 0% | 0 | 0 | 0 | 0 | 0 | 0 | 0 | 0 | #DIV/0!
0 | 0 | 0 | 0 | 0 | 0 | 0 | 0 | 0
0 | 0 | 0 | 0 | 0 | 0 | 0 | 0 | 0
0 | 0 | 0 | 0 | 0 | 0 | 0 | 0 | 0
0 | 0 | 0 | 0 | 0 | 0 | 0 | 0 | 0
0 | 0 | 0 | 0 | 0 | 0 | 0 | 0 | 0
0 | 0 | 0 | 0 | 0 | 0 | 0 | 0 | 0
0 | 0 | 0 | 0 | 0 | 0 | 0 | 0 | 0
0 | 0 | 0 | 0 | 0 | 0 | 0 | 0 | 0
0 | 0 | 0 | 0 | 0 | 0 | 0 | 0 | 0
0 | 0 | 0 | 0 | 0 | 0 | 0 | 0 | 0
0 | 0 | 0 | 0 | 0 | 0 | 0 | 0 | 0
0 | 0 | 0 | 0 | 0 | 0 | 0 | 0 | 0
0 | 0 | 0 | 0 | 0 | 0 | 0 | 0 | 0
0 | 0 | 0 | 0 | 0 | 0 | 0 | 0 | 0
0 | 0 | 0 | 0 | 0 | 0 | 0 | 0 | 0
0 | 0 | 0 | 0 | 0 | 0 | 0 | 0 | 0
0 | 0 | 0 | 0 | 0 | 0 | 0 | 0 | 0
0 | 0 | 0 | 0 | 0 | 0 | 0 | 0 | 0
0 | 0 | 0 | 0 | 0 | 0 | 0 | 0 | 0
0 | 0 | 0 | 0 | 0 | 0 | 0 | 0 | 0
0 | 0 | 0 | 0 | 0 | 0 | 0 | 0 | 0
0 | 0 | 0 | 0 | 0 | 0 | 0 | 0 | 0
0 | 0 | 0 | 0 | 0 | 0 | 0 | 0 | 0
0 | 0 | 0 | 0 | 0 | 0 | 0 | 0 | 0
0 | 0 | 0 | 0 | 0 | 0 | 0 | 0 | 0
0 | 0 | 0 | 0 | 0 | 0 | 0 | 0 | 0
0 | 0 | 0 | 0 | 0 | 0 | 0 | 0 | 0
0 | 0 | 0 | 0 | 0 | 0 | 0 | 0 | 0
0 | 0 | 0 | 0 | 0 | 0 | 0 | 0 | 0
0 | 0 | 0 | 0 | 0 | 0 | 0 | 0 | 0
0 | 0 | 0 | 0 | 0 | 0 | 0 | 0 | 0
0 | 0 | 0 | 0 | 0 | 0 | 0 | 0 | 0
0 | 0 | 0 | 0 | 0 | 0 | 0 | 0 | 0
0 | 0 | 0 | 0 | 0 | 0 | 0 | 0 | 0
0 | 0 | 0 | 0 | 0 | 0 | 0 | 0 | 0
0 | 0 | 0 | 0 | 0 | 0 | 0 | 0 | 0
0 | 0 | 0 | 0 | 0 | 0 | 0 | 0 | 0
0 | 0 | 0 | 0 | 0 | 0 | 0 | 0 | 0
0 | 0 | 0 | 0 | 0 | 0 | 0 | 0 | 0
0 | 0 | 0 | 0 | 0 | 0 | 0 | 0 | 0
0 | 0 | 0 | 0 | 0 | 0 | 0 | 0 | 0
0 | 0 | 0 | 0 | 0 | 0 | 0 | 0 | 0
0 | 0 | 0 | 0 | 0 | 0 | 0 | 0 | 0
0 | 0 | 0 | 0 | 0 | 0 | 0 | 0 | 0
0 | 0 | 0 | 0 | 0 | 0 | 0 | 0 | 0
0 | 0 | 0 | 0 | 0 | 0 | 0 | 0 | 0
0 | 0 | 0 | 0 | 0 | 0 | 0 | 0 | 0
0 | 0 | 0 | 0 | 0 | 0 | 0 | 0 | 0
0 | 0 | 0 | 0 | 0 | 0 | 0 | 0 | 0
0 | 0 | 0 | 0 | 0 | 0 | 0 | 0 | 0
0 | 0 | 0 | 0 | 0 | 0 | 0 | 0 | 0
0 |  | Total. | [6 empty] | 0% | 5.07% | 15% | 3.41% | 3.41% |  |  | 68.99% |  | 0% | 4.985% | 4.914% | 3.602% | 0% | 0% | 0% | 0.0275% | 5.685% | 11.27% | 9.566% | 0% | 0% | 0% | 0% | #DIV/0!
0
0
1 | SWARTLAND |  |  | 2016-06-30 |  |  |  |  | REVENUE ERRORS FROM CHARGES APPLICABLE FOR ALL MONTHS OF THE YEAR | [9 empty] | HIGH SEASON REVENUE ERROR | [6 empty] | LOW SEASON REVENUE ERROR
1 | ACTUAL VS CALC REV ERROR | [7 empty] | Customer service | Basic | Access | Demand | All Energy |  |  |  | Other charges | Block 5 energy | Energy Peak | Energy Standard | Energy Off-Peak | Energy Total | MD (all hours) | MD (P&St) | Reactive energy | Energy Peak | Energy Standard | Energy Off-Peak | Energy Total | MD (all hours) | MD (P&St) | Reactive energy | Total
1 | Nr | TARIFF NAME | TARIFF CODE | Customer category | Sub Category | Tariff Structure Category | Max Voltage | Capacity category | % | % | % | % | % |  |  |  | ? | % | % | % | % | % | % | % | % | % | % | % | % | % | % | % | %
1 | 1 | Pre-paid meter system (Indigent Residential) | 0 | 0 | 0 | 0 | 0 | 20 | [6 empty] | 1 | [17 empty] | 29.87%
1 | 1 | Households Alternative <20 Amp:- | 0 | 0 | 0 | 0 | 0 | 20 | [5 empty] | 1 | 1 | 1 | 1 | [15 empty] | 25.67%
1 | 1 | Pre-paid Meter System (Non-Indigent Residential) | 0 | 0 | 0 | 0 | 0 | 30 |  | 1 | 1 |  | -0.29098 | [19 empty] | 15.43%
1 | 1 | Residential Consumers (Houses, Flats & Farms) Network charge per month | 0 | 0 | 0 | 0 | 0 | 40 |  | -3.1141 | 1 |  | 0.037426 | [19 empty] | 8.173%
1 | 1 | Residential Consumers (Houses, Flats & Farms) Network charge per month | 0 | 0 | 0 | 0 | 0 | 30
1 | 1 | Net Metering Residential (for Approved SSEG Households) | 0 | 0 | 0 | 0 | 0 | 40 |  | -3.5027 | 1 | [7 empty] | 1 | 1 | 1 |  |  |  | 1 | 1 | 1 | 1 |  |  |  |  | 15.25%
1 | 1 | Commercial Pre-paid:- | 0 | 0 | 0 | 0 | 0 | 30 |  | 1 | 1 |  | -0.4169 | [19 empty] | 4.474%
1 | 1 | Commercial Alternative < 15 AMP:- | 0 | 0 | 0 | 0 | 0 | 20 |  |  |  |  | 0.39543 | [19 empty] | 39.54%
1 | 1 | Commercial Alternative < 15 AMP:-Dept | 0 | 0 | 0 | 0 | 0 | 20 |  |  |  |  | 0.29476 | [19 empty] | 29.48%
1 | 1 | Commerce / Non Standard (per kWh ) | 0 | 0 | 0 | 0 | 0 | 60 |  | 1 | 1 |  | -0.066712 | [19 empty] | 23.5%
1 | 1 | Commerce / Non Standard (per kWh )-Dept | 0 | 0 | 0 | 0 | 0 | 30 |  | 1 | 1 |  | 0.085588 | [19 empty] | 39.36%
1 | 1 | Commerce Basic < 20KVA (Basic per month) | 0 | 0 | 0 | 0 | 0 | 30 |  | -6.3764 | 1 |  | 0.33514 | [19 empty] | 0.334%
1 | 1 | Commerce Basic < 20KVA (Basic per month)-Dept | 0 | 0 | 0 | 0 | 0 | 30 |  | -6.3764 | 1 |  | 0.78435 | [19 empty] | 15.71%
1 | 1 | Commerce Basic 20 to 40 KVA (Basic per month) | 0 | 0 | 0 | 0 | 0 | 80 |  | -8.7026 | 1 |  | 0.40437 | [19 empty] | 32.75%
1 | 1 | Commerce Basic 20 to 40 KVA (Basic per month)-Dept | 0 | 0 | 0 | 0 | 0 | 60 |  | -8.7026 | 1 |  | 0.55039 | [19 empty] | 27.02%
1 | 1 | Commerce Basic >40 KVA (Basic per month) | 0 | 0 | 0 | 0 | 0 | 150 |  | -16.7082 | 1 |  | 0.091089 | [19 empty] | 10.87%
1 | 1 | Commerce Basic >40 KVA (Basic per month)-Dept | 0 | 0 | 0 | 0 | 0 | 60 |  | -16.7082 | 1 |  | 0.95865 | [19 empty] | 14.76%
1 | 1 | Net Metering Commercial;Basic Charge <= 20 kVA per month | 0 | 0 | 0 | 0 | 0 | 30
1 | 1 | Net Metering CommercialBasic Charge 21 - 40 kVA per month | 0 | 0 | 0 | 0 | 0 | 40
1 | 1 | Net Metering CommercialBasic Charge 41 - 50 kVA per month | 0 | 0 | 0 | 0 | 0 | 150
1 | 1 | Sports Grounds including maintenance of Floodlighting:- | 0 | 0 | 0 | 0 | 0 | 90 |  |  |  |  | -2014.7505 | [19 empty] | -201475%
1 | 1 | Bulk Industrial | 0 | 0 | 0 | 0 | 0 | 0 |  | -2.9768 | 1 | -13.0464 | [6 empty] | 1 | 1 | 1 |  |  |  | 1 | 1 | 1 | 1 |  |  |  |  | -62.95%
1 | 1 | Bulk Industrial-Dept | 0 | 0 | 0 | 0 | 0 | 0 |  | -2.9768 | 1 | -3.0171 | [6 empty] | 1 | 1 | 1 |  |  |  | 1 | 1 | 1 | 1 |  |  |  |  | -1.62%
1 | 1 | Bulk Industrial mv | 0 | 0 | 0 | 0 | 0 | 0 |  | -2.0269 | 1 | -0.77853 | [6 empty] | 1 | 1 | 1 |  |  |  | 1 | 1 | 1 | 1 |  |  |  |  | 63.49%
1 | 1 | Net Metering Industrial (for Approved SSEG) | 0 | 0 | 0 | 0 | 0 | 0
1 | 1 | Bulk Time Of Use Tariff: Alternative | 0 | 0 | 0 | 0 | 0 | 0 |  | -1.169 | 1 | -2.0991 | [6 empty] | -0.51835 | -0.24063 | -0.016351 |  |  |  | 1 | -0.29499 | -0.16422 | 0.018638 |  |  |  |  | -26.4%
1 | 1 | Bulk Time Of Use Tariff: Alternative MV | 0 | 0 | 0 | 0 | 0 | 0 |  | -0.16132 | 1 | -2.8862 | [6 empty] | 0.47261 | 0.56907 | 0.64697 |  |  |  | 1 | 0.55019 | 0.59561 | 0.65913 |  |  |  |  | 32.56%
1 | 1 | Net Metering Time of Use Bulk Consumers (for Approved SSEG) | 0 | 0 | 0 | 0 | 0 | 0
1 | 1 | Net Metering Commercial;Basic Charge <= 20 kVA per month | 0 | 0 | 0 | 0 | 0 | 0
1 | 1 | Net Metering CommercialBasic Charge 21 - 40 kVA per month | 0 | 0 | 0 | 0 | 0 | 0
1 | 1 | Net Metering CommercialBasic Charge 41 - 50 kVA per month | 0 | 0 | 0 | 0 | 0 | 0
1 | 1 | Streetlights - Internal Tariff | 0 | 0 | 0 | 0 | 0 | 0 |  | 1 |  |  | -0.84608 | [19 empty] | 67.41%
1 | 1 | Wheeling Charges: | 0 | 0 | 0 | 0 | 0 | 0
1 | 1 | Availability | 0 | 0 | 0 | 0 | 0 | 40 |  | 0.24991 | [22 empty] | 24.99%
0 | 0 | 0 | 0 | 0 | 0 | 0 | 0 | 0
0 | 0 | 0 | 0 | 0 | 0 | 0 | 0 | 0
0 | 0 | 0 | 0 | 0 | 0 | 0 | 0 | 0
0 | 0 | 0 | 0 | 0 | 0 | 0 | 0 | 0
0 | 0 | 0 | 0 | 0 | 0 | 0 | 0 | 0
0 | 0 | 0 | 0 | 0 | 0 | 0 | 0 | 0
0 | 0 | 0 | 0 | 0 | 0 | 0 | 0 | 0
0 | 0 | 0 | 0 | 0 | 0 | 0 | 0 | 0
0 | 0 | 0 | 0 | 0 | 0 | 0 | 0 | 0
0 | 0 | 0 | 0 | 0 | 0 | 0 | 0 | 0
0 | 0 | 0 | 0 | 0 | 0 | 0 | 0 | 0
0 | 0 | 0 | 0 | 0 | 0 | 0 | 0 | 0
0 | 0 | 0 | 0 | 0 | 0 | 0 | 0 | 0
0 | 0 | 0 | 0 | 0 | 0 | 0 | 0 | 0
0 | 0 | 0 | 0 | 0 | 0 | 0 | 0 | 0
0 | 0 | 0 | 0 | 0 | 0 | 0 | 0 | 0
0 | 0 | 0 | 0 | 0 | 0 | 0 | 0 | 0
0 | 0 | 0 | 0 | 0 | 0 | 0 | 0 | 0
0 | 0 | 0 | 0 | 0 | 0 | 0 | 0 | 0
0 | 0 | 0 | 0 | 0 | 0 | 0 | 0 | 0
0 | 0 | 0 | 0 | 0 | 0 | 0 | 0 | 0
0 | 0 | 0 | 0 | 0 | 0 | 0 | 0 | 0
0 | 0 | 0 | 0 | 0 | 0 | 0 | 0 | 0
0 | 0 | 0 | 0 | 0 | 0 | 0 | 0 | 0
0 | 0 | 0 | 0 | 0 | 0 | 0 | 0 | 0
0 | 0 | 0 | 0 | 0 | 0 | 0 | 0 | 0
0 | 0 | 0 | 0 | 0 | 0 | 0 | 0 | 0
0 | 0 | 0 | 0 | 0 | 0 | 0 | 0 | 0
0 | 0 | 0 | 0 | 0 | 0 | 0 | 0 | 0
0 | 0 | 0 | 0 | 0 | 0 | 0 | 0 | 0
0 | 0 | 0 | 0 | 0 | 0 | 0 | 0 | 0
0 | 0 | 0 | 0 | 0 | 0 | 0 | 0 | 0
0 | 0 | 0 | 0 | 0 | 0 | 0 | 0 | 0
0 | 0 | 0 | 0 | 0 | 0 | 0 | 0 | 0
0 | 0 | 0 | 0 | 0 | 0 | 0 | 0 | 0
0 | 0 | 0 | 0 | 0 | 0 | 0 | 0 | 0
0 | 0 | 0 | 0 | 0 | 0 | 0 | 0 | 0
0 | 0 | 0 | 0 | 0 | 0 | 0 | 0 | 0
0 | 0 | 0 | 0 | 0 | 0 | 0 | 0 | 0
0 | 0 | 0 | 0 | 0 | 0 | 0 | 0 | 0
0 | 0 | 0 | 0 | 0 | 0 | 0 | 0 | 0
0 | 0 | 0 | 0 | 0 | 0 | 0 | 0 | 0
0 | 0 | 0 | 0 | 0 | 0 | 0 | 0 | 0
0 | 0 | 0 | 0 | 0 | 0 | 0 | 0 | 0
0 | 0 | 0 | 0 | 0 | 0 | 0 | 0 | 0
0 | 0 | 0 | 0 | 0 | 0 | 0 | 0 | 0
0 | 0 | 0 | 0 | 0 | 0 | 0 | 0 | 0
0 | 0 | 0 | 0 | 0 | 0 | 0 | 0 | 0
0 | 0 | 0 | 0 | 0 | 0 | 0 | 0 | 0
0 | 0 | 0 | 0 | 0 | 0 | 0 | 0 | 0
0 | 0 | 0 | 0 | 0 | 0 | 0 | 0 | 0
0 |  | Total. | [7 empty] | -58.14% | 100% | -467.8% | -84.56% | 100% | 100% | 100% | 1 |  | 82.03% | 84.43% | 89.81% |  |  |  | 100% | 86.32% | 86.35% | 90.96% |  |  |  |  | 13.95%
0
[11 empty] | 1029422 | [5 empty] | 0
[11 empty] | 13588370.4 | [5 empty] | 0
[11 empty] | 6320106.0886 | 395.0066
Cover
Cover

## N1
1 | SWARTLAND | [6 empty] | 0 | CHARGES APPLICABLE FOR ALL MONTHS OF THE YEAR | [9 empty] | HIGH SEASON CHARGES | [6 empty] | LOW SEASON CHARGES
1 | 2022/2023 final before phase in |  | 2016-06-30 | [5 empty] | 2022/2023 final before phase in | [5 empty] | 1.9267 |  |  |  | Months in year. |  | 3 |  |  |  |  | Months in year. |  | 9
1 | TARIFF CHARGES | [6 empty] | CHARGES | Customer service | Basic | Access | MD (all hours) | All Energy | Block 1 energy | Block 2 energy | Block 3 energy | Block 4 energy | Block 5 energy | Energy Peak | Energy Standard | Energy Off-Peak | Energy Total | MD (all hours) | MD (P&St) | Reactive energy | Energy Peak | Energy Standard | Energy Off-Peak | Energy Total | MD (all hours) | MD (P&St) | Reactive energy | Total
1 | Nr | TARIFF NAME | TARIFF CODE | Customer category | Sub Category | Tariff Structure Category | Max Voltage | Capacity category | R/cust | R/POS/m | R/kVA/m | R/kVA/m | c/ kWh | c/ kWh | c/ kWh | c/ kWh | c/ kWh | c/ kWh | c/kWh | c/kWh | c/kWh | c/kWh | R/kVA/m | R/kVA/m | c/kvarh | c/kWh | c/kWh | c/kWh | c/kWh | R/kVA/m | R/kVA/m | c/kvarh | c/kWh | R/Amp
1 | 1 | Pre-paid meter system (Indigent Residential) | 0 |  |  |  |  | 20 |  | 0 | 0 | 0 | 0 | 0 | 2.141 | 3.0524 | 3.6684 | 0 | [14 empty] | 175.8189
1 | 1 | Households Alternative <20 Amp:- | 0 |  |  |  |  | 20 |  | 0 | 0 | 0 | 0 | 2.141 | 2.141 | 3.0524 | 3.6684 | 0 | [14 empty] | 289.4026 | #DIV/0! | #DIV/0! | #DIV/0! | #DIV/0! | #DIV/0! | #DIV/0! | #DIV/0! | #DIV/0! | #DIV/0! | #DIV/0! | #DIV/0! | #DIV/0!
1 | 1 | Pre-paid Meter System (Non-Indigent Residential) | 0 |  |  |  |  | 30 |  | 24.8491 | 2.5029 | 0 | 0 | 2.9743 | 3.2711 | 0 | 0 | 0 | [14 empty] | 336.7723
1 | 1 | Residential Consumers (Houses, Flats & Farms) Network charge per month | 0 |  |  |  |  | 40 |  | 260.1891 | 2.5029 | 0 | 0 | 1.9343 | 2.2735 | 2.8953 | 3.2768 | 0 | [14 empty] | 366.5172
1 | 1 | Residential Consumers (Houses, Flats & Farms) Network charge per month | 0 |  |  |  |  | 30 |  | 260.1891 | 2.5029 | 0 | 0 | 1.9343 | 2.2735 | 2.8953 | 3.2768 | 0 | [14 empty] | 0
1 | 1 | Net Metering Residential (for Approved SSEG Households) | 0 |  |  |  |  | 40 |  | 74.5473 | 7.5087 | 0 | 0 | 8.5002 | 2.7227 | 1.5758 | 2.9155 | 1.7712 | 8.5002 | 2.7227 | 1.5758 |  |  |  | 0.29384 | 2.9155 | 2.0728 | 1.3922 | 0.29384 | 74.5473 | 7.5087 |  | 365.8908
1 | 1 | Commercial Pre-paid:- | 0 |  |  |  |  | 30 |  | 35.2514 | 4.628 | 0 | 3.4391 | 0 | 0 | 0 | 0 | 0 | 0 | 0 | 0 |  |  |  | 0 | 0 | 0 | 0 | 0 | 35.2514 | 4.628 |  | 382.3953 | 0
1 | 1 | Commercial Alternative < 15 AMP:- | 0 |  |  |  |  | 20 |  | 0 | 0 | 0 | 4.1567 | 0 | 0 | 0 | 0 | 0 | 0 | 0 | 0 |  |  |  | 0 | 0 | 0 | 0 | 0 | 0 | 0 |  | 415.675 | 0
1 | 1 | Commercial Alternative < 15 AMP:-Dept | 0 |  |  |  |  | 20 |  | 0 | 0 | 0 | 4.1567 | 0 | 0 | 0 | 0 | 0 | 0 | 0 | 0 |  |  |  | 0 | 0 | 0 | 0 | 0 | 0 | 0 |  | 415.675 | 0
1 | 1 | Commerce / Non Standard (per kWh ) | 0 |  |  |  |  | 60 |  | 35.2514 | 15.6754 | 0 | 2.7767 | 0 | 0 | 0 | 0 | 0 | 0 | 0 | 0 |  |  |  | 0 | 0 | 0 | 0 | 0 | 35.2514 | 15.6754 |  | 375.6043 | 0
1 | 1 | Commerce / Non Standard (per kWh )-Dept | 0 |  |  |  |  | 30 |  | 35.2514 | 15.6754 | 0 | 2.7767 | 0 | 0 | 0 | 0 | 0 | 0 | 0 | 0 |  |  |  | 0 | 0 | 0 | 0 | 0 | 35.2514 | 15.6754 |  | 395.108 | 0
1 | 1 | Commerce Basic < 20KVA (Basic per month) | 0 |  |  |  |  | 30 |  | 633.8406 | 4.628 | 0 | 2.7767 | 0 | 0 | 0 | 0 | 0 | 0 | 0 | 0 |  |  |  | 0 | 0 | 0 | 0 | 0 | 633.8406 | 4.628 |  | 513.653 | 0
1 | 1 | Commerce Basic < 20KVA (Basic per month)-Dept | 0 |  |  |  |  | 30 |  | 633.8406 | 4.628 | 0 | 2.7767 | 0 | 0 | 0 | 0 | 0 | 0 | 0 | 0 |  |  |  | 0 | 0 | 0 | 0 | 0 | 633.8406 | 4.628 |  | 618.413 | 0
1 | 1 | Commerce Basic 20 to 40 KVA (Basic per month) | 0 |  |  |  |  | 80 |  | 822.6059 | 4.628 | 0 | 2.7767 | 0 | 0 | 0 | 0 | 0 | 0 | 0 | 0 |  |  |  | 0 | 0 | 0 | 0 | 0 | 822.6059 | 4.628 |  | 382.9503 | 0
1 | 1 | Commerce Basic 20 to 40 KVA (Basic per month)-Dept | 0 |  |  |  |  | 60 |  | 822.6059 | 4.628 | 0 | 2.7767 | 0 | 0 | 0 | 0 | 0 | 0 | 0 | 0 |  |  |  | 0 | 0 | 0 | 0 | 0 | 822.6059 | 4.628 |  | 493.7465 | 0
1 | 1 | Commerce Basic >40 KVA (Basic per month) | 0 |  |  |  |  | 150 |  | 1472.2463 | 4.628 | 0 | 2.7767 | 0 | 0 | 0 | 0 | 0 | 0 | 0 | 0 |  |  |  | 0 | 0 | 0 | 0 | 0 | 1472.2463 | 4.628 |  | 395.282 | 0
1 | 1 | Commerce Basic >40 KVA (Basic per month)-Dept | 0 |  |  |  |  | 60 |  | 1472.2463 | 4.628 | 0 | 2.7767 | 0 | 0 | 0 | 0 | 0 | 0 | 0 | 0 |  |  |  | 0 | 0 | 0 | 0 | 0 | 1472.2463 | 4.628 |  | 593.818 | 0
1 | 1 | Net Metering Commercial;Basic Charge <= 20 kVA per month | 0 |  |  |  |  | 30 |  | 105.7543 | 13.884 | 0 | 0 | [5 empty] | 8.5002 | 2.7227 | 1.5758 |  |  |  | 0.29384 | 2.9155 | 2.0728 | 1.3922 | 0.29384 | 105.7543 | 13.884 |  | 0 | 0
1 | 1 | Net Metering CommercialBasic Charge 21 - 40 kVA per month | 0 |  |  |  |  | 40 |  | 105.7543 | 13.884 | 0 | 0 | [5 empty] | 8.5002 | 2.7227 | 1.5758 |  |  |  | 0.29384 | 2.9155 | 2.0728 | 1.3922 | 0.29384 | 105.7543 | 13.884 |  | 0 | 0
1 | 1 | Net Metering CommercialBasic Charge 41 - 50 kVA per month | 0 |  |  |  |  | 150 |  | 105.7543 | 13.884 | 0 | 0 | [5 empty] | 8.5002 | 2.7227 | 1.5758 |  |  |  | 0.29384 | 2.9155 | 2.0728 | 1.3922 | 0.29384 | 105.7543 | 13.884 |  | 0
1 | 1 | Sports Grounds including maintenance of Floodlighting:- | 0 |  |  |  |  | 90 |  | 0 | 0 | 0 | 3.9181 | [5 empty] | 0 | 0 | 0 |  |  |  | 0 | 0 | 0 | 0 | 0 | 0 | 0 |  | 391.8109
1 | 1 | Bulk Industrial | 0 |  |  |  |  | 0 |  | 1804.6066 | 23.9346 | 341.6711 | 0 | [5 empty] | 3.165 | 1.6594 | 1.3605 |  |  |  | 0.097948 | 1.7097 | 1.4901 | 1.3127 | 0.097948 | 1804.6066 | 23.9346 |  | 233.373
1 | 1 | Bulk Industrial-Dept | 0 |  |  |  |  | 0 |  | 1804.6066 | 23.9346 | 341.6711 | 0 | [5 empty] | 3.165 | 1.6594 | 1.3605 |  |  |  | 0.097948 | 1.7097 | 1.4901 | 1.3127 | 0.097948 | 1804.6066 | 23.9346 |  | 419.7101
1 | 1 | Bulk Industrial mv | 0 |  |  |  |  | 0 |  | 1860.3738 | 18.6416 | 335.8624 | 0 | [5 empty] | 3.1132 | 1.6402 | 1.3478 |  |  |  | 0.097948 | 1.6894 | 1.4745 | 1.301 | 0.097948 | 1860.3738 | 18.6416 |  | 230.7034
1 | 1 | Net Metering Industrial (for Approved SSEG) | 0 |  |  |  |  | 0 |  | 1826.8306 | 23.9346 | 341.6711 | 0 | [5 empty] | 3.165 | 1.6594 | 1.3605 |  |  |  | 0.097948 | 1.7097 | 1.4901 | 1.3127 | 0.097948 | 1826.8306 | 23.9346 |  | 0
1 | 1 | Bulk Time Of Use Tariff: Alternative | 0 |  |  |  |  | 0 |  | 1804.6066 | 23.9346 | 238.5973 | 0 | [5 empty] | 6.5026 | 2.1314 | 1.2633 |  |  |  | 0.097948 | 2.2772 | 1.6395 | 1.1246 | 0.097948 | 1804.6066 | 23.9346 |  | 317.0048
1 | 1 | Bulk Time Of Use Tariff: Alternative MV | 0 |  |  |  |  | 0 |  | 1860.3738 | 18.6416 | 232.7886 | 0 | [5 empty] | 6.4507 | 2.1121 | 1.2506 |  |  |  | 0.097948 | 2.2569 | 1.624 | 1.1129 | 0.097948 | 1860.3738 | 18.6416 |  | 269.0063
1 | 1 | Net Metering Time of Use Bulk Consumers (for Approved SSEG) | 0 |  |  |  |  | 0 |  | 1826.8306 | 23.9346 | 238.5973 | 0 | [5 empty] | 8.2069 | 2.6288 | 1.5215 |  |  |  | 0.29384 | 2.8149 | 2.0013 | 1.3441 | 0.29384 | 1826.8306 | 23.9346 |  | 278.2312
1 | 1 | Net Metering Commercial;Basic Charge <= 20 kVA per month | 0 |  |  |  |  | 0 |  | 105.7543 | 13.884 | 0 | 0 | [5 empty] | 8.5002 | 2.7227 | 1.5758 |  |  |  | 0.29384 | 2.9155 | 2.0728 | 1.3922 | 0.29384 | 105.7543 | 13.884 |  | 278.2312
1 | 1 | Net Metering CommercialBasic Charge 21 - 40 kVA per month | 0 |  |  |  |  | 0 |  | 105.7543 | 13.884 | 0 | 0 | [5 empty] | 8.5002 | 2.7227 | 1.5758 |  |  |  | 0.29384 | 2.9155 | 2.0728 | 1.3922 | 0.29384 | 105.7543 | 13.884 |  | 278.2312
1 | 1 | Net Metering CommercialBasic Charge 41 - 50 kVA per month | 0 |  |  |  |  | 0 |  | 105.7543 | 13.884 | 0 | 0 | [5 empty] | 8.5002 | 2.7227 | 1.5758 |  |  |  | 0.29384 | 2.9155 | 2.0728 | 1.3922 | 0.29384 | 105.7543 | 13.884 |  | 0
1 | 1 | Streetlights - Internal Tariff | 0 |  |  |  |  | 0 |  | 49.3683 | 0 | 0 | 3.8378 | [5 empty] | 0 | 0 | 0 |  |  |  | 0 | 0 | 0 | 0 | 0 | 49.3683 | 0 |  | 2372.8362
1 | 1 | Wheeling Charges: | 0 |  |  |  |  | 0 |  | 370.4 | 1626.8916 | 209.9162 | 0 | 0 | 0 | 0 | 0 | 0 | 0 | 0 | 0 |  |  |  | 0 | 0 | 0 | 0 | 0 | 370.4 | 1626.8916 |  | 0
1 | 1 | Availability | [5 empty] | 40 |  | 246.9214 | 0 | 0 | 0 | 0 | 0 | 0 | 0 | 0 |  |  |  | 0 | 0 | 0 |  |  |  |  | 0 | 271.6027 | 0 | 0 | 0
0 | 0 | 0 | [19 empty] | 0 | 0 | 0 |  |  |  |  | 0 | 0 | 0 | 0 | 0
0 | 0 | 0 | [19 empty] | 0 | 0 | 0 |  |  |  |  | 0 | 0 | 0 | 0 | 0
0 | 0 | 0 | [19 empty] | 0 | 0 | 0 |  |  |  |  | 0 | 0 | 0 | 0 | 0
0 | 0 | 0 | [19 empty] | 0 | 0 | 0 |  |  |  |  | 0 | 0 | 0 | 0 | 0
0 | 0 | 0 | [19 empty] | 0 | 0 | 0 |  |  |  |  | 0 | 0 | 0 | 0 | 0
0 | 0 | 0 | [19 empty] | 0 | 0 | 0 |  |  |  |  | 0 | 0 | 0 | 0 | 0
0 | 0 | 0 | [19 empty] | 0 | 0 | 0 |  |  |  |  | 0 | 0 | 0 | 0 | 0
0 | 0 | 0 | [19 empty] | 0 | 0 | 0 |  |  |  |  | 0 | 0 | 0 | 0 | 0
0 | 0 | 0 | [19 empty] | 0 | 0 | 0 |  |  |  |  | 0 | 0 | 0 | 0 | 0
0 | 0 | 0 | [19 empty] | 0 | 0 | 0 |  |  |  |  | 0 | 0 | 0 | 0 | 0
0 | 0 | 0 | [19 empty] | 0 | 0 | 0 |  |  |  |  | 0 | 0 | 0 | 0 | 0
0 | 0 | 0 | [19 empty] | 0 | 0 | 0 |  |  |  |  | 0 | 0 | 0 | 0 | 0
0 | 0 | 0 | [19 empty] | 0 | 0 | 0 |  |  |  |  | 0 | 0 | 0 | 0 | 0
0 | 0 | 0 | [19 empty] | 0 | 0 | 0 |  |  |  |  | 0 | 0 | 0 | 0 | 0
0 | 0 | 0 | [19 empty] | 0 | 0 | 0 |  |  |  |  | 0 | 0 | 0 | 0 | 0
0 | 0 | 0 | [19 empty] | 0 | 0 | 0 |  |  |  |  | 0 | 0 | 0 | 0 | 0
0 | 0 | 0 | [19 empty] | 0 | 0 | 0 |  |  |  |  | 0 | 0 | 0 | 0 | 0
0 | 0 | 0 | [19 empty] | 0 | 0 | 0 |  |  |  |  | 0 | 0 | 0 | 0 | 0
0 | 0 | 0 | [19 empty] | 0 | 0 | 0 |  |  |  |  | 0 | 0 | 0 | 0 | 0
0 | 0 | 0 | [19 empty] | 0 | 0 | 0 |  |  |  |  | 0 | 0 | 0 | 0 | 0
0 | 0 | 0 | [19 empty] | 0 | 0 | 0 |  |  |  |  | 0 | 0 | 0 | 0 | 0
0 | 0 | 0 | [19 empty] | 0 | 0 | 0 |  |  |  |  | 0 | 0 | 0 | 0 | 0
0 | 0 | 0 | [19 empty] | 0 | 0 | 0 |  |  |  |  | 0 | 0 | 0 | 0 | 0
0 | 0 | 0 | [19 empty] | 0 | 0 | 0 |  |  |  |  | 0 | 0 | 0 | 0 | 0
0 | 0 | 0 | [19 empty] | 0 | 0 | 0 |  |  |  |  | 0 | 0 | 0 | 0 | 0
0 | 0 | 0 | [19 empty] | 0 | 0 | 0 |  |  |  |  | 0 | 0 | 0 | 0 | 0
0 | 0 | 0 | [19 empty] | 0 | 0 | 0 |  |  |  |  | 0 | 0 | 0 | 0 | 0
0 | 0 | 0 | [19 empty] | 0 | 0 | 0 |  |  |  |  | 0 | 0 | 0 | 0 | 0
0 | 0 | 0 | [19 empty] | 0 | 0 | 0 |  |  |  |  | 0 | 0 | 0 | 0 | 0
0 | 0 | 0 | [19 empty] | 0 | 0 | 0 |  |  |  |  | 0 | 0 | 0 | 0 | 0
0 | 0 | 0 | [19 empty] | 0 | 0 | 0 |  |  |  |  | 0 | 0 | 0 | 0 | 0
0 | 0 | 0 | [19 empty] | 0 | 0 | 0 |  |  |  |  | 0 | 0 | 0 | 0
0 | 0 | 0 | [19 empty] | 0 | 0 | 0 |  |  |  |  | 0 | 0 | 0 | 0
0 | 0 | 0 | [19 empty] | 0 | 0 | 0 |  |  |  |  | 0 | 0 | 0 | 0
0 | 0 | 0 | [19 empty] | 0 | 0 | 0 |  |  |  |  | 0 | 0 | 0 | 0
0 | 0 | 0 | [19 empty] | 0 | 0 | 0 |  |  |  |  | 0 | 0 | 0 | 0
0 | 0 | 0 | [19 empty] | 0 | 0 | 0 |  |  |  |  | 0 | 0 | 0 | 0
0 | 0 | 0 | [19 empty] | 0 | 0 | 0 |  |  |  |  | 0 | 0 | 0 | 0
0 | 0 | 0 | [19 empty] | 0 | 0 | 0 |  |  |  |  | 0 | 0 | 0 | 0
0 | 0 | 0 | [19 empty] | 0 | 0 | 0 |  |  |  |  | 0 | 0 | 0 | 0
0 | 0 | 0 | [19 empty] | 0 | 0 | 0 |  |  |  |  | 0 | 0 | 0 | 0
0 | 0 | 0 | [19 empty] | 0 | 0 | 0 |  |  |  |  | 0 | 0 | 0 | 0
0 | 0 | 0 | [19 empty] | 0 | 0 | 0 |  |  |  |  | 0 | 0 | 0 | 0
0 | 0 | 0 | [19 empty] | 0 | 0 | 0 |  |  |  |  | 0 | 0 | 0 | 0
0 | 0 | 0 | [19 empty] | 0 | 0 | 0 |  |  |  |  | 0 | 0 | 0 | 0
0 | 0 | 0 | [19 empty] | 0 | 0 | 0 |  |  |  |  | 0 | 0 | 0 | 0
0 | 0 | 0 | [19 empty] | 0 | 0 | 0 |  |  |  |  | 0 | 0 | 0 | 0
0 | 0 | 0 | [19 empty] | 0 | 0 | 0 |  |  |  |  | 0 | 0 | 0 | 0
0 | 0 | 0 | [19 empty] | 0 | 0 | 0 |  |  |  |  | 0 | 0 | 0 | 0
0 | 0 | 0 | [19 empty] | 0 | 0 | 0 |  |  |  |  | 0 | 0 | 0 | 0
0 | 0 | 0 | [19 empty] | 0 | 0 | 0 |  |  |  |  | 0 | 0 | 0 | 0
1 | 1
0
1 | SWARTLAND |  |  | 2016-06-30 |  |  | 14102210.269 |  | QUANTITIES CHARGEBLE FOR ALL MONTHS OF THE YEAR | [9 empty] | HIGH SEASON QUANTITIES | [6 empty] | LOW SEASON QUANTITIES | [8 empty] | TOTAL QUANTITIES FOR THE YEAR
1 | CONSUMPTION | [6 empty] | CHARGABLE QUANTITIES | Number of customers | Number of POD's | Highest MD in year | Σ MDs all hours / 12 | All Energy | Block 1 energy | Block 2 energy | Block 3 energy | Block 4 energy | Block 5 energy | Energy Peak | Energy Standard | Energy Off-Peak | Energy total | Σ MDs all hours | Σ MDs (P & St) | Reactive energy | Energy Peak | Energy Standard | Energy Off-Peak | Energy total | Σ MDs all hours | Σ MDs (P & St) | Reactive energy |  |  | Number of customers | Number of POD's | Highest MD in year | Σ MDs all hours | Energy | Reactive energy | Others | TOTAL
1 | Nr | TARIFF NAME | TARIFF CODE | Customer category | Sub Category | Tariff Structure Category | Max Voltage | Capacity category | Customers | POD's | Amps / kVA | kVA | kWh | kWh | kWh | kWh | kWh | kWh | kWh | kWh | kWh | kWh | kVA | kVA | kvarh | kWh | kWh | kWh | kWh | kVA | kVA / kW | kvarh |  |  | R/cust/m | R/POS/m | kVA | kVA | kWh | kvarh |  |  | 15066483
1 | 1 | Pre-paid meter system (Indigent Residential) | 0 | 0 | 0 | 0 | 0 | 20 | 0 | 6224 | 124480 | 60435.0646 | 18717404.1 | 3346700 | 15370704.1 | 0 | 0 | 0 |  |  |  | 0 | 0 | 0 | [10 empty] | 0 | 6224 | 124480 | 60435.0646 | 18717404.1 | 0 |  |  |  |  | N0
1 | 1 | Households Alternative <20 Amp:- | 0 | 0 | 0 | 0 | 0 | 20 | 0 | 360 | 7200 | 4048.1053 | 1253742.73 | 192429.49 | 859345.71 | 255466.49 | 162665.44 | 0 |  |  |  | 0 | 0 | 0 | [10 empty] | 0 | 360 | 7200 | 4048.1053 | 1253742.73 | 0 |  |  |  |  | N1
1 | 1 | Pre-paid Meter System (Non-Indigent Residential) | 0 | 0 | 0 | 0 | 0 | 30 | 0 | 6976 | 209280 | 68651.7719 | 21262208.7 | 21262208.7 | 0 | 0 | 0 | 0 |  |  |  | 0 | 0 | 0 | [10 empty] | 0 | 6976 | 209280 | 68651.7719 | 21262208.7 | 0 |  |  | 2450710 |  | N2
1 | 1 | Residential Consumers (Houses, Flats & Farms) Network charge per month | 0 | 0 | 0 | 0 | 0 | 40 | 0 | 5561 | 222440 | 81464.5324 | 25230461.52 | 2920584.07 | 14102210.269 | 5788712.227 | 4260071.682 | 0 |  |  |  | 0 | 0 | 0 | [10 empty] | 0 | 5561 | 222440 | 81464.5324 | 25230461.52 | 0 |  |  | 12615773 |  | N3
1 | 1 | Residential Consumers (Houses, Flats & Farms) Network charge per month | 0 | 0 | 0 | 0 | 0 | 30 | 0 | 0 | 0 | 0 | 0 | 0 | 0 | 0 | 0 | 0 |  |  |  | 0 | 0 | 0 | [10 empty] | 0 | 0 | 0 | 0 | 0 | 0 |  |  |  |  | N4
1 | 1 | Net Metering Residential (for Approved SSEG Households) | 0 | 0 | 0 | 0 | 0 | 40 | 0 | 66 | 2640 | 1179.0361 | 236442.6 | 0 | 0 | 0 | 0 | 0 | 9777.3128 | 35601.1285 | 14449.5176 | 0 | 0 | 0 | 52.7903 | 34493.7498 | 98368.2892 | 43752.6019 | 0 | 0 | 0 | 210.8067 |  |  | 0 | 66 | 2640 | 1179.0361 | 236442.6 | 263.597 |  |  |  |  | N5
1 | 1 | Commercial Pre-paid:- | 0 | 0 | 0 | 0 | 0 | 30 | 0 | 818 | 24540 | 15821.8901 | 4440325.67 | 0 | 0 | 0 | 0 | 0 |  |  |  | 0 | 0 | 0 | [10 empty] | 0 | 818 | 24540 | 15821.8901 | 4440325.67 | 0 |  |  | 837126.1 |  | N6
1 | 1 | Commercial Alternative < 15 AMP:- | 0 | 0 | 0 | 0 | 0 | 20 | 0 | 227 | 4540 | 1143.6073 | 320947.05 | 0 | 0 | 0 | 0 | 0 |  |  |  | 0 | 0 | 0 | [10 empty] | 0 | 227 | 4540 | 1143.6073 | 320947.05 | 0 |  |  |  |  | N7
1 | 1 | Commercial Alternative < 15 AMP:-Dept | 0 | 0 | 0 | 0 | 0 | 20 | 0 | 5 | 100 | 66.9249 | 18782.09 | 0 | 0 | 0 | 0 | 0 |  |  |  | 0 | 0 | 0 | [10 empty] | 0 | 5 | 100 | 66.9249 | 18782.09 | 0 |  |  |  |  | N8
1 | 1 | Commerce / Non Standard (per kWh ) | 0 | 0 | 0 | 0 | 0 | 60 | 0 | 116 | 6960 | 4942.1977 | 1387000.36 | 0 | 0 | 0 | 0 | 0 |  |  |  | 0 | 0 | 0 | [10 empty] | 0 | 116 | 6960 | 4942.1977 | 1387000.36 | 0
1 | 1 | Commerce / Non Standard (per kWh )-Dept | 0 | 0 | 0 | 0 | 0 | 30 | 0 | 8 | 240 | 147.2507 | 41325.08 | 0 | 0 | 0 | 0 | 0 |  |  |  | 0 | 0 | 0 | [10 empty] | 0 | 8 | 240 | 147.2507 | 41325.08 | 0
1 | 1 | Commerce Basic < 20KVA (Basic per month) | 0 | 0 | 0 | 0 | 0 | 30 | 0 | 176 | 5280 | 2464.1418 | 691547.73 | [8 empty] | 0 | 0 | 0 | [10 empty] | 0 | 176 | 5280 | 2464.1418 | 691547.73 | 0
1 | 1 | Commerce Basic < 20KVA (Basic per month)-Dept | 0 | 0 | 0 | 0 | 0 | 30 | 0 | 20 | 600 | 193.9251 | 54424.01 | [8 empty] | 0 | 0 | 0 | [10 empty] | 0 | 20 | 600 | 193.9251 | 54424.01 | 0
1 | 1 | Commerce Basic 20 to 40 KVA (Basic per month) | 0 | 0 | 0 | 0 | 0 | 80 | 0 | 157 | 12560 | 7606.4454 | 2134706.69 | [8 empty] | 0 | 0 | 0 | [10 empty] | 0 | 157 | 12560 | 7606.4454 | 2134706.69 | 0
1 | 1 | Commerce Basic 20 to 40 KVA (Basic per month)-Dept | 0 | 0 | 0 | 0 | 0 | 60 | 0 | 27 | 1620 | 587.8904 | 164988.17 | [8 empty] | 0 | 0 | 0 | [10 empty] | 0 | 27 | 1620 | 587.8904 | 164988.17 | 0
1 | 1 | Commerce Basic >40 KVA (Basic per month) | 0 | 0 | 0 | 0 | 0 | 150 | 0 | 240 | 36000 | 18903.8605 | 5305263.56 | [8 empty] | 0 | 0 | 0 | [10 empty] | 0 | 240 | 36000 | 18903.8605 | 5305263.56 | 0
1 | 1 | Commerce Basic >40 KVA (Basic per month)-Dept | 0 | 0 | 0 | 0 | 0 | 60 | 0 | 18 | 1080 | 426.0233 | 119561.08 | [8 empty] | 0 | 0 | 0 | [10 empty] | 0 | 18 | 1080 | 426.0233 | 119561.08 | 0
1 | 1 | Net Metering Commercial;Basic Charge <= 20 kVA per month | 0 | 0 | 0 | 0 | 0 | 30 | 0 | 0 | 0 | 0 | 0 | [8 empty] | 0 | 0 | 0 | [10 empty] | 0 | 0 | 0 | 0 | 0 | 0
1 | 1 | Net Metering CommercialBasic Charge 21 - 40 kVA per month | 0 | 0 | 0 | 0 | 0 | 40 | 0 | 0 | 0 | 0 | 0 | [8 empty] | 0 | 0 | 0 | [10 empty] | 0 | 0 | 0 | 0 | 0 | 0
1 | 1 | Net Metering CommercialBasic Charge 41 - 50 kVA per month | 0 | 0 | 0 | 0 | 0 | 150 | 0 | 0 | 0 | 0 | 0 | [8 empty] | 0 | 0 | 0 | [10 empty] | 0 | 0 | 0 | 0 | 0 | 0
1 | 1 | Sports Grounds including maintenance of Floodlighting:- | 0 | 0 | 0 | 0 | 0 | 90 | 0 | 22 | 0 | 0.3777 | 106 | [8 empty] | 0 | 0 | 0 | [10 empty] | 0 | 22 | 0 | 0.3777 | 106 | 0
1 | 1 | Bulk Industrial | 0 | 0 | 0 | 0 | 0 | 0 | 0 | 144 | 5809.1355 | 49792.59 | 27015513.1 | [5 empty] | 1035555.5165 | 2761470.5426 | 3064886.7409 | 0 | 0 | 0 | 375288.501 | 3198170.845 | 8208271.1473 | 8747158.3077 | 0 | 0 | 0 | 1032884.231 |  |  | 0 | 144 | 5809.1355 | 49792.59 | 27015513.1 | 1408172.732
1 | 1 | Bulk Industrial-Dept | 0 | 0 | 0 | 0 | 0 | 0 | 0 | 22 | 1331.2787 | 11410.96 | 1833698.3 | [5 empty] | 135323.2511 | 185730.5321 | 201981.0197 | 0 | 0 | 0 | 15035.6491 | 321547.4777 | 438262.538 | 550853.4813 | 0 | 0 | 0 | 66201.9853 |  |  | 0 | 22 | 1331.2787 | 11410.96 | 1833698.3 | 81237.6343
1 | 1 | Bulk Industrial mv | 0 | 0 | 0 | 0 | 0 | 0 | 0 | 4 | 10215.786 | 87563.88 | 39078971.76 | [5 empty] | 1396270.4614 | 3744779.5944 | 4697995.9402 | 0 | 0 | 0 | 8281.9645 | 4222699.2084 | 10775577.3237 | 14241649.2319 | 0 | 0 | 0 | 139516.828 |  |  | 0 | 4 | 10215.786 | 87563.88 | 39078971.76 | 147798.7925
1 | 1 | Net Metering Industrial (for Approved SSEG) | 0 | 0 | 0 | 0 | 0 | 0 | 0 | 0 | 0 | 0 | 0 | [5 empty] | 0 | 0 | 0 | 0 | 0 | 0 | 0 | 0 | 0 | 0 | 0 | 0 | 0 | 0 |  |  | 0 | 0 | 0 | 0 | 0 | 0
1 | 1 | Bulk Time Of Use Tariff: Alternative | 0 | 0 | 0 | 0 | 0 | 0 | 0 | 19 | 2112.292 | 18105.36 | 3883928.116 | [5 empty] | 168826.2514 | 476163.9033 | 420935.2392 | 0 | 0 | 0 | 53953.947 | 438787.9105 | 1261669.5564 | 1117545.2553 | 0 | 0 | 0 | 148494.2407 |  |  | 0 | 19 | 2112.292 | 18105.36 | 3883928.116 | 202448.1877
1 | 1 | Bulk Time Of Use Tariff: Alternative MV | 0 | 0 | 0 | 0 | 0 | 0 | 0 | 3 | 6424.558 | 55067.64 | 15697865.244 | [5 empty] | 682353.4486 | 1924535.3067 | 1701314.8708 | 0 | 0 | 0 | 3326.8317 | 1773470.8995 | 5099352.5336 | 4516838.1847 | 0 | 0 | 0 | 56043.3468 |  |  | 0 | 3 | 6424.558 | 55067.64 | 15697865.244 | 59370.1785
1 | 1 | Net Metering Time of Use Bulk Consumers (for Approved SSEG) | 0 | 0 | 0 | 0 | 0 | 0 | 0 | 0 | 0 | 0 | 0 | [5 empty] | 0 | 0 | 0 | 0 | 3198170.845 | 8208271.1473 | 8747158.3077 | 0 | 0 | 0 | 1032884.231 | 0 | 0 | 0 |  |  | 0 | 0 | 0 | 3198170.845 | 1032884.231 | 8747158.3077
1 | 1 | Net Metering Commercial;Basic Charge <= 20 kVA per month | 0 | 0 | 0 | 0 | 0 | 0 | 0 | 0 | 0 | 0 | 0 | [5 empty] | 0 | 0 | 0 | 0 | 3198170.845 | 8208271.1473 | 8747158.3077 | 0 | 0 | 0 | 1032884.231 | 0 | 0 | 0 |  |  | 0 | 0 | 0 | 3198170.845 | 1032884.231 | 8747158.3077
1 | 1 | Net Metering CommercialBasic Charge 21 - 40 kVA per month | 0 | 0 | 0 | 0 | 0 | 0 | 0 | 0 | 0 | 0 | 0 | [5 empty] | 0 | 0 | 0 | 0 | 3198170.845 | 8208271.1473 | 8747158.3077 | 0 | 0 | 0 | 1032884.231 | 0 | 0 | 0 |  |  | 0 | 0 | 0 | 3198170.845 | 1032884.231 | 8747158.3077
1 | 1 | Net Metering CommercialBasic Charge 41 - 50 kVA per month | 0 | 0 | 0 | 0 | 0 | 0 | 0 | 0 | 0 | 0 | 0 | [5 empty] | 0 | 0 | 0 | 0 | 0 | 0 | 0 | 0 | 0 | 0 | 0 | 0 | 0 | 0 |  |  | 0 | 0 | 0 | 0 | 0 | 0
1 | 1 | Streetlights - Internal Tariff | 0 | 0 | 0 | 0 | 0 | 0 | 0 | 8603 | 0 | 1958.8791 | 256231.7 | [8 empty] | 0 | 0 | 0 | [10 empty] | 0 | 8603 | 0 | 1958.8791 | 256231.7 | 0
1 | 1 | Wheeling Charges: | 0 | 0 | 0 | 0 | 0 | 0 | 0 | 0 | 0 | 0 | 0 | 0 | 0 | 0 | 0 | 0 | 0 | 0 | 0 | 0 | 0 | 0 | 0 | 0 | 0 | 0 | 0 | 0 | 0 | 0 |  |  | 0 | 0 | 0 | 0 | 0 | 0
1 | 1 | Availability | 0 | 0 | 0 | 0 | 0 | 40 |  | 1429.2206 | 3984.4939 | 0 | 0 | 0 | 0 | 0 | 0 | 0 | 0 | 0 | 0 | 0 | 0 | 0 | 0 | 0 | 0 | 0 | 0 | 0 | 0 | 0 |  |  | 0 | 1429.2206 | 3984.4939 | 0 | 0 | 0
0 | 0 | 0 | 0 | 0 | 0 | 0 | 0 | 0 |  | 0 | 0 | 0 | 0 | 0 | 0 | 0 | 0 | 0 | 0 | 0 | 0 | 0 | 0 | 0 | 0 | 0 | 0 | 0 | 0 | 0 | 0 | 0 |  |  | 0 | 0 | 0 | 0 | 0 | 0
0 | 0 | 0 | 0 | 0 | 0 | 0 | 0 | 0 |  | 0 | 0 | 0 | 0 | 0 | 0 | 0 | 0 | 0 | 0 | 0 | 0 | 0 | 0 | 0 | 0 | 0 | 0 | 0 | 0 | 0 | 0 | 0 |  |  | 0 | 0 | 0 | 0 | 0 | 0
0 | 0 | 0 | 0 | 0 | 0 | 0 | 0 | 0 |  | 0 | 0 | 0 | 0 | 0 | 0 | 0 | 0 | 0 | 0 | 0 | 0 | 0 | 0 | 0 | 0 | 0 | 0 | 0 | 0 | 0 | 0 | 0 |  |  | 0 | 0 | 0 | 0 | 0 | 0
0 | 0 | 0 | 0 | 0 | 0 | 0 | 0 | 0 |  | 0 | 0 | 0 | 0 | 0 | 0 | 0 | 0 | 0 | 0 | 0 | 0 | 0 | 0 | 0 | 0 | 0 | 0 | 0 | 0 | 0 | 0 | 0 |  |  | 0 | 0 | 0 | 0 | 0 | 0
0 | 0 | 0 | 0 | 0 | 0 | 0 | 0 | 0 |  | 0 | 0 | 0 | 0 | 0 | 0 | 0 | 0 | 0 | 0 | 0 | 0 | 0 | 0 | 0 | 0 | 0 | 0 | 0 | 0 | 0 | 0 | 0 |  |  | 0 | 0 | 0 | 0 | 0 | 0
0 | 0 | 0 | 0 | 0 | 0 | 0 | 0 | 0 |  | 0 | 0 | 0 | 0 | 0 | 0 | 0 | 0 | 0 | 0 | 0 | 0 | 0 | 0 | 0 | 0 | 0 | 0 | 0 | 0 | 0 | 0 | 0 |  |  | 0 | 0 | 0 | 0 | 0 | 0
0 | 0 | 0 | 0 | 0 | 0 | 0 | 0 | 0 |  | 0 | 0 | 0 | 0 | 0 | 0 | 0 | 0 | 0 | 0 | 0 | 0 | 0 | 0 | 0 | 0 | 0 | 0 | 0 | 0 | 0 | 0 | 0 |  |  | 0 | 0 | 0 | 0 | 0 | 0
0 | 0 | 0 | 0 | 0 | 0 | 0 | 0 | 0 |  | 0 | 0 | 0 | 0 | 0 | 0 | 0 | 0 | 0 | 0 | 0 | 0 | 0 | 0 | 0 | 0 | 0 | 0 | 0 | 0 | 0 | 0 | 0 |  |  | 0 | 0 | 0 | 0 | 0 | 0
0 | 0 | 0 | 0 | 0 | 0 | 0 | 0 | 0 |  | 0 | 0 | 0 | 0 | 0 | 0 | 0 | 0 | 0 | 0 | 0 | 0 | 0 | 0 | 0 | 0 | 0 | 0 | 0 | 0 | 0 | 0 | 0 |  |  | 0 | 0 | 0 | 0 | 0 | 0
0 | 0 | 0 | 0 | 0 | 0 | 0 | 0 | 0 |  | 0 | 0 | 0 | 0 | 0 | 0 | 0 | 0 | 0 | 0 | 0 | 0 | 0 | 0 | 0 | 0 | 0 | 0 | 0 | 0 | 0 | 0 | 0 |  |  | 0 | 0 | 0 | 0 | 0 | 0
0 | 0 | 0 | 0 | 0 | 0 | 0 | 0 | 0 |  | 0 | 0 | 0 | 0 | 0 | 0 | 0 | 0 | 0 | 0 | 0 | 0 | 0 | 0 | 0 | 0 | 0 | 0 | 0 | 0 | 0 | 0 | 0 |  |  | 0 | 0 | 0 | 0 | 0 | 0
0 | 0 | 0 | 0 | 0 | 0 | 0 | 0 | 0 |  | 0 | 0 | 0 | 0 | 0 | 0 | 0 | 0 | 0 | 0 | 0 | 0 | 0 | 0 | 0 | 0 | 0 | 0 | 0 | 0 | 0 | 0 | 0 |  |  | 0 | 0 | 0 | 0 | 0 | 0
0 | 0 | 0 | 0 | 0 | 0 | 0 | 0 | 0 |  | 0 | 0 | 0 | 0 | 0 | 0 | 0 | 0 | 0 | 0 | 0 | 0 | 0 | 0 | 0 | 0 | 0 | 0 | 0 | 0 | 0 | 0 | 0 |  |  | 0 | 0 | 0 | 0 | 0 | 0
0 | 0 | 0 | 0 | 0 | 0 | 0 | 0 | 0 |  | 0 | 0 | 0 | 0 | 0 | 0 | 0 | 0 | 0 | 0 | 0 | 0 | 0 | 0 | 0 | 0 | 0 | 0 | 0 | 0 | 0 | 0 | 0 |  |  | 0 | 0 | 0 | 0 | 0 | 0
0 | 0 | 0 | 0 | 0 | 0 | 0 | 0 | 0 |  | 0 | 0 | 0 | 0 | 0 | 0 | 0 | 0 | 0 | 0 | 0 | 0 | 0 | 0 | 0 | 0 | 0 | 0 | 0 | 0 | 0 | 0 | 0 |  |  | 0 | 0 | 0 | 0 | 0 | 0
0 | 0 | 0 | 0 | 0 | 0 | 0 | 0 | 0 |  | 0 | 0 | 0 | 0 | 0 | 0 | 0 | 0 | 0 | 0 | 0 | 0 | 0 | 0 | 0 | 0 | 0 | 0 | 0 | 0 | 0 | 0 | 0 |  |  | 0 | 0 | 0 | 0 | 0 | 0
0 | 0 | 0 | 0 | 0 | 0 | 0 | 0 | 0 |  | 0 | 0 | 0 | 0 | 0 | 0 | 0 | 0 | 0 | 0 | 0 | 0 | 0 | 0 | 0 | 0 | 0 | 0 | 0 | 0 | 0 | 0 | 0 |  |  | 0 | 0 | 0 | 0 | 0 | 0
0 | 0 | 0 | 0 | 0 | 0 | 0 | 0 | 0 |  | 0 | 0 | 0 | 0 | 0 | 0 | 0 | 0 | 0 | 0 | 0 | 0 | 0 | 0 | 0 | 0 | 0 | 0 | 0 | 0 | 0 | 0 | 0 |  |  | 0 | 0 | 0 | 0 | 0 | 0
0 | 0 | 0 | 0 | 0 | 0 | 0 | 0 | 0 |  | 0 | 0 | 0 | 0 | 0 | 0 | 0 | 0 | 0 | 0 | 0 | 0 | 0 | 0 | 0 | 0 | 0 | 0 | 0 | 0 | 0 | 0 | 0 |  |  | 0 | 0 | 0 | 0 | 0 | 0
0 | 0 | 0 | 0 | 0 | 0 | 0 | 0 | 0 |  | 0 | 0 | 0 | 0 | 0 | 0 | 0 | 0 | 0 | 0 | 0 | 0 | 0 | 0 | 0 | 0 | 0 | 0 | 0 | 0 | 0 | 0 | 0 |  |  | 0 | 0 | 0 | 0 | 0 | 0
0 | 0 | 0 | 0 | 0 | 0 | 0 | 0 | 0 | [26 empty] | 0 | 0 | 0 | 0 | 0 | 0 | 0
0 | 0 | 0 | 0 | 0 | 0 | 0 | 0 | 0 | [26 empty] | 0 | 0 | 0 | 0 | 0 | 0 | 0
0 | 0 | 0 | 0 | 0 | 0 | 0 | 0 | 0 | [26 empty] | 0 | 0 | 0 | 0 | 0 | 0 | 0
0 | 0 | 0 | 0 | 0 | 0 | 0 | 0 | 0 | [26 empty] | 0 | 0 | 0 | 0 | 0 | 0 | 0
0 | 0 | 0 | 0 | 0 | 0 | 0 | 0 | 0 | [26 empty] | 0 | 0 | 0 | 0 | 0 | 0 | 0
0 | 0 | 0 | 0 | 0 | 0 | 0 | 0 | 0 | [26 empty] | 0 | 0 | 0 | 0 | 0 | 0 | 0
0 | 0 | 0 | 0 | 0 | 0 | 0 | 0 | 0 | [26 empty] | 0 | 0 | 0 | 0 | 0 | 0 | 0
0 | 0 | 0 | 0 | 0 | 0 | 0 | 0 | 0 | [26 empty] | 0 | 0 | 0 | 0 | 0 | 0 | 0
0 | 0 | 0 | 0 | 0 | 0 | 0 | 0 | 0 | [26 empty] | 0 | 0 | 0 | 0 | 0 | 0 | 0
0 | 0 | 0 | 0 | 0 | 0 | 0 | 0 | 0 | [26 empty] | 0 | 0 | 0 | 0 | 0 | 0 | 0
0 | 0 | 0 | 0 | 0 | 0 | 0 | 0 | 0 | [26 empty] | 0 | 0 | 0 | 0 | 0 | 0 | 0
0 | 0 | 0 | 0 | 0 | 0 | 0 | 0 | 0 | [26 empty] | 0 | 0 | 0 | 0 | 0 | 0 | 0
0 | 0 | 0 | 0 | 0 | 0 | 0 | 0 | 0 | [26 empty] | 0 | 0 | 0 | 0 | 0 | 0 | 0
0 | 0 | 0 | 0 | 0 | 0 | 0 | 0 | 0 | [26 empty] | 0 | 0 | 0 | 0 | 0 | 0 | 0
0 | 0 | 0 | 0 | 0 | 0 | 0 | 0 | 0 | [26 empty] | 0 | 0 | 0 | 0 | 0 | 0 | 0
0 | 0 | 0 | 0 | 0 | 0 | 0 | 0 | 0 | [26 empty] | 0 | 0 | 0 | 0 | 0 | 0 | 0
0 | 0 | 0 | 0 | 0 | 0 | 0 | 0 | 0 | [26 empty] | 0 | 0 | 0 | 0 | 0 | 0 | 0
0 | 0 | 0 | 0 | 0 | 0 | 0 | 0 | 0 | [26 empty] | 0 | 0 | 0 | 0 | 0 | 0 | 0
0 | 0 | 0 | 0 | 0 | 0 | 0 | 0 | 0 | [26 empty] | 0 | 0 | 0 | 0 | 0 | 0 | 0
0 | 0 | 0 | 0 | 0 | 0 | 0 | 0 | 0 | [26 empty] | 0 | 0 | 0 | 0 | 0 | 0 | 0
0 | 0 | 0 | 0 | 0 | 0 | 0 | 0 | 0 | [26 empty] | 0 | 0 | 0 | 0 | 0 | 0 | 0
0 | 0 | 0 | 0 | 0 | 0 | 0 | 0 | 0 | [26 empty] | 0 | 0 | 0 | 0 | 0 | 0 | 0
0 | 0 | 0 | 0 | 0 | 0 | 0 | 0 | 0 | [26 empty] | 0 | 0 | 0 | 0 | 0 | 0 | 0
0 | 0 | 0 | 0 | 0 | 0 | 0 | 0 | 0 | [26 empty] | 0 | 0 | 0 | 0 | 0 | 0 | 0
0 | 0 | 0 | 0 | 0 | 0 | 0 | 0 | 0 | [26 empty] | 0 | 0 | 0 | 0 | 0 | 0 | 0
0 | 0 | 0 | 0 | 0 | 0 | 0 | 0 | 0 | [26 empty] | 0 | 0 | 0 | 0 | 0 | 0 | 0
0 | 0 | 0 | 0 | 0 | 0 | 0 | 0 | 0 | [26 empty] | 0 | 0 | 0 | 0 | 0 | 0 | 0
0 | 0 | 0 | 0 | 0 | 0 | 0 | 0 | 0 | [26 empty] | 0 | 0 | 0 | 0 | 0 | 0 | 0
0 | 0 | 0 | 0 | 0 | 0 | 0 | 0 | 0 | [26 empty] | 0 | 0 | 0 | 0 | 0 | 0 | 0
0 | 0 | 0 | 0 | 0 | 0 | 0 | 0 | 0 | [26 empty] | 0 | 0 | 0 | 0 | 0 | 0 | 0
0 | 0 | 0 | 0 | 0 | 0 | 0 | 0 | 0 | [26 empty] | 0 | 0 | 0 | 0 | 0 | 0 | 0
1 | 1 | Total. | [6 empty] | 0 | 31245.2206 | 584768.8889 | 491982.3542 | 168889213.66 | 27721922.26 | 30332260.079 |  | 4422737.122 | 0 | 3428106.2419 | 9128281.0076 | 10101563.3284 | 0 | 9594512.5351 | 24624813.442 | 26697414.6066 | 9989170.0909 | 25881501.3883 | 29217797.0628 | 3098652.6931 | 0 | 0 | 1443351.4384 |  |  | 0 | 31245.2206 | 689437.544 | 10086494.8893 | 172244098.0531 | 28140766.045 | 0 | 0
0 | [37 empty] | Purchase | 178535523.48 | 3.524% | Losses
1 | SWARTLAND |  |  | 2016-06-30 |  |  |  |  | REVENUES FROM CHARGES APPLICABLE ALL MONTHS OF THE YEAR | [9 empty] | HIGH SEASON REVENUES | [6 empty] | LOW SEASON REVENUES | [8 empty] | TOTAL CHARGES FOR THE YEAR
1 | ACTUAL REVENUE | [7 empty] | Customer service | Basic | Access | Σ MDs all hours | All Energy | Block 1 energy |  | Block 3 energy | Other charges | Block 5 energy | Energy Peak | Energy Standard | Energy Off-Peak | Energy Total | MD (all hours) | MD (P&St) | Reactive energy | Energy Peak | Energy Standard | Energy Off-Peak | Energy Total | MD (all hours) | MD (P&St) | Reactive energy | Total |  | Customer service | Basic | Access | Demand | Energy | Reactive energy | Others | TOTAL
1 | Nr | TARIFF NAME | TARIFF CODE | Customer category | Sub Category | Tariff Structure Category | Max Voltage | Capacity category | R/year | R/year | R/year | R/year | R/year | R/year |  | R/year | ? | R/year | Rand /season | Rand /season | Rand /season | Rand /season | Rand /season | Rand /season | Rand /season | Rand /season | Rand /season | Rand /season | Rand /season | Rand /season | Rand /season | Rand /season | R/year |  | R/year | R/year | R/year | R/year | R/year | R/year | R/year | R/year
1 | 1 | Pre-paid meter system (Indigent Residential) | 0 | 0 | 0 | 0 | 0 | 20 | 0 | 0 | 0 | 0 | 20768011.7982 | 0 | 0 | 0 | 0 | 0 | 0 | 0 | 0 |  |  |  | 0 | 0 | 0 | 0 | 0 | 0 | 0 | 0 | 20768011.7982 |  | 0 | 0 | 0 | 0 | 20768011.7982 | 0 | 0 | 20768011.7982
1 | 1 | Households Alternative <20 Amp:- | 0 | 0 | 0 | 0 | 0 | 20 | 0 | 0 | 0 | 0 | 2427088.6228 | 0 | 0 | 0 | 0 | 0 | 0 | 0 | 0 |  |  |  | 0 | 0 | 0 | 0 | 0 | 0 | 0 | 0 | 2427088.6228 |  | 0 | 0 | 0 | 0 | 2427088.6228 | 0 | 0 | 2427088.6228
1 | 1 | Pre-paid Meter System (Non-Indigent Residential) | 0 | 0 | 0 | 0 | 0 | 30 | 0 | 0 | 0 | 0 | 55376267.1667 | 0 | 0 | 0 | 0 | 0 | 0 | 0 | 0 |  |  |  | 0 | 0 | 0 | 0 | 0 | 0 | 0 | 0 | 55376267.1667 |  | 0 | 0 | 0 | 0 | 55376267.1667 | 0 | 0 | 55376267.1667
1 | 1 | Residential Consumers (Houses, Flats & Farms) Network charge per month | 0 | 0 | 0 | 0 | 0 | 40 | 0 | 18418469.0917 | 0 | 0 | 48995242.0048 | 0 | 0 | 0 | 0 | 0 | 0 | 0 | 0 |  |  |  | 0 | 0 | 0 | 0 | 0 | 0 | 0 | 0 | 67413711.0965 |  | 0 | 18418469.0917 | 0 | 0 | 48995242.0048 | 0 | 0 | 67413711.0965
1 | 1 | Residential Consumers (Houses, Flats & Farms) Network charge per month | 0 | 0 | 0 | 0 | 0 | 30 | 0 | 0 | 0 | 0 | 0 | 0 | 0 | 0 | 0 | 0 | 0 | 0 | 0 |  |  |  | 0 | 0 | 0 | 0 | 0 | 0 | 0 | 0 | 0 |  | 0 | 0 | 0 | 0 | 0 | 0 | 0 | 0
1 | 1 | Net Metering Residential (for Approved SSEG Households) | 0 | 0 | 0 | 0 | 0 | 40 | 0 | 239240.1068 | 0 | 0 | 420605.7003 | 0 | 0 | 0 | 0 | 0 | 0 | 0 | 0 |  |  |  | 0 | 0 | 0 | 0 | 0 | 0 | 0 | 0 | 659845.807 |  | 0 | 239240.1068 | 0 | 0 | 420605.7003 | 0 | 0 | 659845.807
1 | 1 | Commercial Pre-paid:- | 0 | 0 | 0 | 0 | 0 | 30 | 0 | 0 | 0 | 0 | 13526824.9211 | 0 | 0 | 0 | 0 | 0 | 0 | 0 | 0 |  |  |  | 0 | 0 | 0 | 0 | 0 | 0 | 0 | 0 | 13526824.9211 |  | 0 | 0 | 0 | 0 | 13526824.9211 | 0 | 0 | 13526824.9211
1 | 1 | Commercial Alternative < 15 AMP:- | 0 | 0 | 0 | 0 | 0 | 20 | 0 | 0 | 0 | 0 | 793127.7281 | 0 | 0 | 0 | 0 | 0 | 0 | 0 | 0 |  |  |  | 0 | 0 | 0 | 0 | 0 | 0 | 0 | 0 | 793127.7281 |  | 0 | 0 | 0 | 0 | 793127.7281 | 0 | 0 | 793127.7281
1 | 1 | Commercial Alternative < 15 AMP:-Dept | 0 | 0 | 0 | 0 | 0 | 20 | 0 | 0 | 0 | 0 | 54143.2719 | 0 | 0 | 0 | 0 | 0 | 0 | 0 | 0 |  |  |  | 0 | 0 | 0 | 0 | 0 | 0 | 0 | 0 | 54143.2719 |  | 0 | 0 | 0 | 0 | 54143.2719 | 0 | 0 | 54143.2719
1 | 1 | Commerce / Non Standard (per kWh ) | 0 | 0 | 0 | 0 | 0 | 60 | 0 | 0 | 0 | 0 | 3181023.9737 | 0 | 0 | 0 | 0 | 0 | 0 | 0 | 0 |  |  |  | 0 | 0 | 0 | 0 | 0 | 0 | 0 | 0 | 3181023.9737 |  | 0 | 0 | 0 | 0 | 3181023.9737 | 0 | 0 | 3181023.9737
1 | 1 | Commerce / Non Standard (per kWh )-Dept | 0 | 0 | 0 | 0 | 0 | 30 | 0 | 0 | 0 | 0 | 81245.3333 | 0 | 0 | 0 | 0 | 0 | 0 | 0 | 0 |  |  |  | 0 | 0 | 0 | 0 | 0 | 0 | 0 | 0 | 81245.3333 |  | 0 | 0 | 0 | 0 | 81245.3333 | 0 | 0 | 81245.3333
1 | 1 | Commerce Basic < 20KVA (Basic per month) | 0 | 0 | 0 | 0 | 0 | 30 | 0 | 1482676.6734 | 0 | 0 | 988545.6512 | 0 | 0 | 0 | 0 | 0 | 0 | 0 | 0 |  |  |  | 0 | 0 | 0 | 0 | 0 | 0 | 0 | 0 | 2471222.3246 |  | 0 | 1482676.6734 | 0 | 0 | 988545.6512 | 0 | 0 | 2471222.3246
1 | 1 | Commerce Basic < 20KVA (Basic per month)-Dept | 0 | 0 | 0 | 0 | 0 | 30 | 0 | 168485.9856 | 0 | 0 | 25234.3916 | 0 | 0 | 0 | 0 | 0 | 0 | 0 | 0 |  |  |  | 0 | 0 | 0 | 0 | 0 | 0 | 0 | 0 | 193720.3772 |  | 0 | 168485.9856 | 0 | 0 | 25234.3916 | 0 | 0 | 193720.3772
1 | 1 | Commerce Basic 20 to 40 KVA (Basic per month) | 0 | 0 | 0 | 0 | 0 | 80 | 0 | 1739702.0519 | 0 | 0 | 2733744.6148 | 0 | 0 | 0 | 0 | 0 | 0 | 0 | 0 |  |  |  | 0 | 0 | 0 | 0 | 0 | 0 | 0 | 0 | 4473446.6667 |  | 0 | 1739702.0519 | 0 | 0 | 2733744.6148 | 0 | 0 | 4473446.6667
1 | 1 | Commerce Basic 20 to 40 KVA (Basic per month)-Dept | 0 | 0 | 0 | 0 | 0 | 60 | 0 | 299184.4293 | 0 | 0 | 159490.5268 | 0 | 0 | 0 | 0 | 0 | 0 | 0 | 0 |  |  |  | 0 | 0 | 0 | 0 | 0 | 0 | 0 | 0 | 458674.9561 |  | 0 | 299184.4293 | 0 | 0 | 159490.5268 | 0 | 0 | 458674.9561
1 | 1 | Commerce Basic >40 KVA (Basic per month) | 0 | 0 | 0 | 0 | 0 | 150 | 0 | 4853683.1191 | 0 | 0 | 10367438.6441 | 0 | 0 | 0 | 0 | 0 | 0 | 0 | 0 |  |  |  | 0 | 0 | 0 | 0 | 0 | 0 | 0 | 0 | 15221121.7632 |  | 0 | 4853683.1191 | 0 | 0 | 10367438.6441 | 0 | 0 | 15221121.7632
1 | 1 | Commerce Basic >40 KVA (Basic per month)-Dept | 0 | 0 | 0 | 0 | 0 | 60 | 0 | 364026.2339 | 0 | 0 | 10629.3889 | 0 | 0 | 0 | 0 | 0 | 0 | 0 | 0 |  |  |  | 0 | 0 | 0 | 0 | 0 | 0 | 0 | 0 | 374655.6228 |  | 0 | 364026.2339 | 0 | 0 | 10629.3889 | 0 | 0 | 374655.6228
1 | 1 | Net Metering Commercial;Basic Charge <= 20 kVA per month | 0 | 0 | 0 | 0 | 0 | 30 | 0 | 0 | 0 | 0 | 0 | 0 | 0 | 0 | 0 | 0 | 0 | 0 | 0 |  |  |  | 0 | 0 | 0 | 0 | 0 | 0 | 0 | 0 | 0 |  | 0 | 0 | 0 | 0 | 0 | 0 | 0 | 0
1 | 1 | Net Metering CommercialBasic Charge 21 - 40 kVA per month | 0 | 0 | 0 | 0 | 0 | 40 | 0 | 0 | 0 | 0 | 0 | 0 | 0 | 0 | 0 | 0 | 0 | 0 | 0 |  |  |  | 0 | 0 | 0 | 0 | 0 | 0 | 0 | 0 | 0 |  | 0 | 0 | 0 | 0 | 0 | 0 | 0 | 0
1 | 1 | Net Metering CommercialBasic Charge 41 - 50 kVA per month | 0 | 0 | 0 | 0 | 0 | 150 | 0 | 0 | 0 | 0 | 0 | 0 | 0 | 0 | 0 | 0 | 0 | 0 | 0 |  |  |  | 0 | 0 | 0 | 0 | 0 | 0 | 0 | 0 | 0 |  | 0 | 0 | 0 | 0 | 0 | 0 | 0 | 0
1 | 1 | Sports Grounds including maintenance of Floodlighting:- | 0 | 0 | 0 | 0 | 0 | 90 | 0 | 0 | 0 | 0 | 1130103.3947 | 0 | 0 | 0 | 0 | 0 | 0 | 0 | 0 |  |  |  | 0 | 0 | 0 | 0 | 0 | 0 | 0 | 0 | 1130103.3947 |  | 0 | 0 | 0 | 0 | 1130103.3947 | 0 | 0 | 1130103.3947
1 | 1 | Bulk Industrial | 0 | 0 | 0 | 0 | 0 | 0 | 0 | 3297054.0592 | 0 | 54156984.2054 | 47063705.8502 | 0 | 0 | 0 | 0 | 0 | 0 | 0 | 0 |  |  |  | 0 | 0 | 0 | 0 | 0 | 0 | 0 | 0 | 104517744.1149 |  | 0 | 3297054.0592 | 0 | 54156984.2054 | 47063705.8502 | 0 | 0 | 104517744.1149
1 | 1 | Bulk Industrial-Dept | 0 | 0 | 0 | 0 | 0 | 0 | 0 | 503716.5924 | 0 | 3549397.8158 | 2194007.3725 | 0 | 0 | 0 | 0 | 0 | 0 | 0 | 0 |  |  |  | 0 | 0 | 0 | 0 | 0 | 0 | 0 | 0 | 6247121.7807 |  | 0 | 503716.5924 | 0 | 3549397.8158 | 2194007.3725 | 0 | 0 | 6247121.7807
1 | 1 | Bulk Industrial mv | 0 | 0 | 0 | 0 | 0 | 0 | 0 | 91584.835 | 0 | 9616670.47 | 22276128.38 | 0 | 0 | 0 | 0 | 0 | 0 | 0 | 0 |  |  |  | 0 | 0 | 0 | 0 | 0 | 0 | 0 | 0 | 31984383.685 |  | 0 | 91584.835 | 0 | 9616670.47 | 22276128.38 | 0 | 0 | 31984383.685
1 | 1 | Net Metering Industrial (for Approved SSEG) | 0 | 0 | 0 | 0 | 0 | 0 | 0 | 0 | 0 | 0 | 0 | 0 | 0 | 0 | 0 | 0 | 0.17202 | 0.14687 | 0.070486 |  |  |  | 0 | 0.14928 | 0.29538 | 0.16596 | 0 | 0 | 0 | 0 | 1 |  | 0 | 0 | 0 | 0 | 1 | 0 | 0 | 1
1 | 1 | Bulk Time Of Use Tariff: Alternative | 0 | 0 | 0 | 0 | 0 | 0 | 0 | 237271.9374 | 0.24743 | 4344828.5353 | 0 | 0 | 0 | 0 | 0 | 0 | 1655130.6965 | 1413112.1936 | 678184.3305 |  |  |  | 0 | 1436323.4496 | 2842057.7871 | 1596805.0517 | 0 | 0 | 0 | 0 | 14203714.2291 |  | 0 | 237271.9374 | 0.24743 | 4344828.5353 | 9621613.509 | 0 | 0 | 14203714.2291
1 | 1 | Bulk Time Of Use Tariff: Alternative MV | 0 | 0 | 0 | 0 | 0 | 0 | 0 | 26353.5363 | 0.75257 | 13214840.9998 | 0 | 0 | 0 | 0 | 0 | 0 | 2273245.4351 | 1940844.2187 | 931454.801 |  |  |  | 0 | 1972723.8048 | 3903434.8796 | 2193137.8606 | 0 | 0 | 0 | 0 | 26456036.2884 |  | 0 | 26353.5363 | 0.75257 | 13214840.9998 | 13214840.9998 | 0 | 0 | 26456036.2884
1 | 1 | Net Metering Time of Use Bulk Consumers (for Approved SSEG) | 0 | 0 | 0 | 0 | 0 | 0 | 0 | 0 | 0 | 0 | 0 | 0 | 0 | 0 | 0 | 0 | 0 | 0 | 0 |  |  |  | 0 | 0 | 0 | 0 | 0 | 0 | 0 | 0 | 0 |  | 0 | 0 | 0 | 0 | 0 | 0 | 0 | 0
1 | 1 | Net Metering Commercial;Basic Charge <= 20 kVA per month | 0 | 0 | 0 | 0 | 0 | 0 | 0 | 0 | 0 | 0 | 0 | 0 | 0 | 0 | 0 | 0 | 0 | 0 | 0 |  |  |  | 0 | 0 | 0 | 0 | 0 | 0 | 0 | 0 | 0 |  | 0 | 0 | 0 | 0 | 0 | 0 | 0 | 0
1 | 1 | Net Metering CommercialBasic Charge 21 - 40 kVA per month | 0 | 0 | 0 | 0 | 0 | 0 | 0 | 0 | 0 | 0 | 0 | 0 | 0 | 0 | 0 | 0 | 0 | 0 | 0 |  |  |  | 0 | 0 | 0 | 0 | 0 | 0 | 0 | 0 | 0 |  | 0 | 0 | 0 | 0 | 0 | 0 | 0 | 0
1 | 1 | Net Metering CommercialBasic Charge 41 - 50 kVA per month | 0 | 0 | 0 | 0 | 0 | 0 | 0 | 0 | 0 | 0 | 0 | 0 | 0 | 0 | 0 | 0 | 0 | 0 | 0 |  |  |  | 0 | 0 | 0 | 0 | 0 | 0 | 0 | 0 | 0 |  | 0 | 0 | 0 | 0 | 0 | 0 | 0 | 0
1 | 1 | Streetlights - Internal Tariff | 0 | 0 | 0 | 0 | 0 | 0 | 0 | 0 | 0 | 0 | 1815392.8246 | 0 | 0 | 0 | 0 | 0 | 0 | 0 | 0 |  |  |  | 0 | 0 | 0 | 0 | 0 | 0 | 0 | 0 | 1815392.8246 |  | 0 | 0 | 0 | 0 | 1815392.8246 | 0 | 0 | 1815392.8246
1 | 1 | Wheeling Charges: | 0 | 0 | 0 | 0 | 0 | 0 | 0 | 0 | 0 | 0 | 0 | 0 | 0 | 0 | 0 | 0 | 0 | 0 | 0 |  |  |  | 0 | 0 | 0 | 0 | 0 | 0 | 0 | 0 | 0 |  | 0 | 0 | 0 | 0 | 0 | 0 | 0 | 0
1 | 1 | Availability | 0 | 0 | 0 | 0 | 0 | 40 | 0 | 3430129.5 | 0 | 0 | 0 | 0 | 0 | 0 | 0 | 0 | [14 empty] | 3430129.5 |  | 0 | 3430129.5 | 0 | 0 | 0 | 0 | 0 | 3430129.5
0 | 0 | 0 | 0 | 0 | 0 | 0 | 0 | 0 | [24 empty] | 0 |  | 0 | 0 | 0 | 0 | 0 | 0 | 0 | 0
0 | 0 | 0 | 0 | 0 | 0 | 0 | 0 | 0 | [24 empty] | 0 |  | 0 | 0 | 0 | 0 | 0 | 0 | 0 | 0
0 | 0 | 0 | 0 | 0 | 0 | 0 | 0 | 0 | [24 empty] | 0 |  | 0 | 0 | 0 | 0 | 0 | 0 | 0 | 0
0 | 0 | 0 | 0 | 0 | 0 | 0 | 0 | 0 | [24 empty] | 0 |  | 0 | 0 | 0 | 0 | 0 | 0 | 0 | 0
0 | 0 | 0 | 0 | 0 | 0 | 0 | 0 | 0 | [24 empty] | 0 |  | 0 | 0 | 0 | 0 | 0 | 0 | 0 | 0
0 | 0 | 0 | 0 | 0 | 0 | 0 | 0 | 0 | [24 empty] | 0 |  | 0 | 0 | 0 | 0 | 0 | 0 | 0 | 0
0 | 0 | 0 | 0 | 0 | 0 | 0 | 0 | 0 | [24 empty] | 0 |  | 0 | 0 | 0 | 0 | 0 | 0 | 0 | 0
0 | 0 | 0 | 0 | 0 | 0 | 0 | 0 | 0 | [24 empty] | 0 |  | 0 | 0 | 0 | 0 | 0 | 0 | 0 | 0
0 | 0 | 0 | 0 | 0 | 0 | 0 | 0 | 0 | [24 empty] | 0 |  | 0 | 0 | 0 | 0 | 0 | 0 | 0 | 0
0 | 0 | 0 | 0 | 0 | 0 | 0 | 0 | 0 | [24 empty] | 0 |  | 0 | 0 | 0 | 0 | 0 | 0 | 0 | 0
0 | 0 | 0 | 0 | 0 | 0 | 0 | 0 | 0 | [24 empty] | 0 |  | 0 | 0 | 0 | 0 | 0 | 0 | 0 | 0
0 | 0 | 0 | 0 | 0 | 0 | 0 | 0 | 0 | [24 empty] | 0 |  | 0 | 0 | 0 | 0 | 0 | 0 | 0 | 0
0 | 0 | 0 | 0 | 0 | 0 | 0 | 0 | 0 | [24 empty] | 0 |  | 0 | 0 | 0 | 0 | 0 | 0 | 0 | 0
0 | 0 | 0 | 0 | 0 | 0 | 0 | 0 | 0 | [24 empty] | 0 |  | 0 | 0 | 0 | 0 | 0 | 0 | 0 | 0
0 | 0 | 0 | 0 | 0 | 0 | 0 | 0 | 0 | [24 empty] | 0 |  | 0 | 0 | 0 | 0 | 0 | 0 | 0 | 0
0 | 0 | 0 | 0 | 0 | 0 | 0 | 0 | 0 | [24 empty] | 0 |  | 0 | 0 | 0 | 0 | 0 | 0 | 0 | 0
0 | 0 | 0 | 0 | 0 | 0 | 0 | 0 | 0 | [24 empty] | 0 |  | 0 | 0 | 0 | 0 | 0 | 0 | 0 | 0
0 | 0 | 0 | 0 | 0 | 0 | 0 | 0 | 0 | [24 empty] | 0 |  | 0 | 0 | 0 | 0 | 0 | 0 | 0 | 0
0 | 0 | 0 | 0 | 0 | 0 | 0 | 0 | 0 | [24 empty] | 0 |  | 0 | 0 | 0 | 0 | 0 | 0 | 0 | 0
0 | 0 | 0 | 0 | 0 | 0 | 0 | 0 | 0 | [24 empty] | 0 |  | 0 | 0 | 0 | 0 | 0 | 0 | 0 | 0
0 | 0 | 0 | 0 | 0 | 0 | 0 | 0 | 0 | [24 empty] | 0 |  | 0 | 0 | 0 | 0 | 0 | 0 | 0 | 0
0 | 0 | 0 | 0 | 0 | 0 | 0 | 0 | 0 | [24 empty] | 0 |  | 0 | 0 | 0 | 0 | 0 | 0 | 0 | 0
0 | 0 | 0 | 0 | 0 | 0 | 0 | 0 | 0 | [24 empty] | 0 |  | 0 | 0 | 0 | 0 | 0 | 0 | 0 | 0
0 | 0 | 0 | 0 | 0 | 0 | 0 | 0 | 0 | [24 empty] | 0 |  | 0 | 0 | 0 | 0 | 0 | 0 | 0 | 0
0 | 0 | 0 | 0 | 0 | 0 | 0 | 0 | 0 | [24 empty] | 0 |  | 0 | 0 | 0 | 0 | 0 | 0 | 0 | 0
0 | 0 | 0 | 0 | 0 | 0 | 0 | 0 | 0 | [24 empty] | 0 |  | 0 | 0 | 0 | 0 | 0 | 0 | 0 | 0
0 | 0 | 0 | 0 | 0 | 0 | 0 | 0 | 0 | [24 empty] | 0 |  | 0 | 0 | 0 | 0 | 0 | 0 | 0 | 0
0 | 0 | 0 | 0 | 0 | 0 | 0 | 0 | 0 | [24 empty] | 0 |  | 0 | 0 | 0 | 0 | 0 | 0 | 0 | 0
0 | 0 | 0 | 0 | 0 | 0 | 0 | 0 | 0 | [24 empty] | 0 |  | 0 | 0 | 0 | 0 | 0 | 0 | 0 | 0
0 | 0 | 0 | 0 | 0 | 0 | 0 | 0 | 0 | [24 empty] | 0 |  | 0 | 0 | 0 | 0 | 0 | 0 | 0 | 0
0 | 0 | 0 | 0 | 0 | 0 | 0 | 0 | 0 | [24 empty] | 0 |  | 0 | 0 | 0 | 0 | 0 | 0 | 0 | 0
0 | 0 | 0 | 0 | 0 | 0 | 0 | 0 | 0 | [24 empty] | 0 |  | 0 | 0 | 0 | 0 | 0 | 0 | 0 | 0
0 | 0 | 0 | 0 | 0 | 0 | 0 | 0 | 0 | [24 empty] | 0 |  | 0 | 0 | 0 | 0 | 0 | 0 | 0 | 0
0 | 0 | 0 | 0 | 0 | 0 | 0 | 0 | 0 | [24 empty] | 0 |  | 0 | 0 | 0 | 0 | 0 | 0 | 0 | 0
0 | 0 | 0 | 0 | 0 | 0 | 0 | 0 | 0 | [24 empty] | 0 |  | 0 | 0 | 0 | 0 | 0 | 0 | 0 | 0
0 | 0 | 0 | 0 | 0 | 0 | 0 | 0 | 0 | [24 empty] | 0 |  | 0 | 0 | 0 | 0 | 0 | 0 | 0 | 0
0 | 0 | 0 | 0 | 0 | 0 | 0 | 0 | 0 | [24 empty] | 0 |  | 0 | 0 | 0 | 0 | 0 | 0 | 0 | 0
0 | 0 | 0 | 0 | 0 | 0 | 0 | 0 | 0 | [24 empty] | 0 |  | 0 | 0 | 0 | 0 | 0 | 0 | 0 | 0
0 | 0 | 0 | 0 | 0 | 0 | 0 | 0 | 0 | [24 empty] | 0 |  | 0 | 0 | 0 | 0 | 0 | 0 | 0 | 0
0 | 0 | 0 | 0 | 0 | 0 | 0 | 0 | 0 | [24 empty] | 0 |  | 0 | 0 | 0 | 0 | 0 | 0 | 0 | 0
0 | 0 | 0 | 0 | 0 | 0 | 0 | 0 | 0 | [24 empty] | 0 |  | 0 | 0 | 0 | 0 | 0 | 0 | 0 | 0
0 | 0 | 0 | 0 | 0 | 0 | 0 | 0 | 0 | [24 empty] | 0 |  | 0 | 0 | 0 | 0 | 0 | 0 | 0 | 0
0 | 0 | 0 | 0 | 0 | 0 | 0 | 0 | 0 | [24 empty] | 0 |  | 0 | 0 | 0 | 0 | 0 | 0 | 0 | 0
0 | 0 | 0 | 0 | 0 | 0 | 0 | 0 | 0 | [24 empty] | 0 |  | 0 | 0 | 0 | 0 | 0 | 0 | 0 | 0
0 | 0 | 0 | 0 | 0 | 0 | 0 | 0 | 0 | [24 empty] | 0 |  | 0 | 0 | 0 | 0 | 0 | 0 | 0 | 0
0 | 0 | 0 | 0 | 0 | 0 | 0 | 0 | 0 | [24 empty] | 0 |  | 0 | 0 | 0 | 0 | 0 | 0 | 0 | 0
0 | 0 | 0 | 0 | 0 | 0 | 0 | 0 | 0 | [24 empty] | 0 |  | 0 | 0 | 0 | 0 | 0 | 0 | 0 | 0
0
0
0
0
1 | 1 | Total. | [6 empty] | 0 | 35151578.1519 | 1 | 84882722.0263 | 234388001.5602 | 0 |  | 0 | 0 | 0 | 3928376.3036 | 3353956.5591 | 1609639.2021 | 0 | 0 | 0 | 0 | 3409047.4037 | 6745492.962 | 3789943.0782 | 0 | 0 | 0 | 0 | 377258758.2473 | 0 | 0 | 35151578.1519 | 1 | 84882722.0263 | 257224457.069 | 0 | 0 | 377258758.2473
0 |  | #REF! | [6 empty] | 377258758.2473 | [24 empty] | 80089350.1948
1 | SWARTLAND |  |  | 2016-06-30 |  |  |  |  | CONSUMPTION STATISTICS FOR CHARGES APPLICABLE FOR ALL MONTHS OF THE YEAR | [9 empty] | HIGH SEASON CONSUMPTION STATISTICS | [6 empty] | LOW SEASON CONSUMPTION STATISTICS | [7 empty] | 80089350.1948
1 | CONSUMPTION STATISTICS | [7 empty] | POD's / customer | MD-Amp/Cust | LF (annual) | LF (ave month) | Ave consump. | % 1 st block energy Vs total energy |  |  | Other charges | kvarh % kWh | % energy in Peak | % energy in Standard | % energy in Off-Peak | % energy in season | LF (all hours) in season | LF (P&S hours) in season |  | % energy in Peak | % energy in Standard | % energy in Off-Peak | % energy in season | LF (all hours) in season | LF (P&S hours) in season
1 | Nr | TARIFF NAME | TARIFF CODE | Customer category | Sub Category | Tariff Structure Category | Max Voltage | Capacity category | Ratio | % | % | % | kWh/cust/m | % |  |  | ? | % | % | % | % | % | % | % |  | % | % | % | % | % | %
1 | 1 | Pre-paid meter system (Indigent Residential) | 0 | 0 | 0 | 0 | 0 | 20 |  | 20 | 0.017165 | 0.42426 | 250.6079 | 0.1788
1 | 1 | Households Alternative <20 Amp:- | 0 | 0 | 0 | 0 | 0 | 20 |  | 20 | 0.019878 | 0.42426 | 290.2182 | 0.15348
1 | 1 | Pre-paid Meter System (Non-Indigent Residential) | 0 | 0 | 0 | 0 | 0 | 30 |  | 30 | 0.011598 | 0.42426 | 253.9924 | 1
1 | 1 | Residential Consumers (Houses, Flats & Farms) Network charge per month | 0 | 0 | 0 | 0 | 0 | 40 |  | 40 | 0.012948 | 0.42426 | 378.0864 | 0.11576
1 | 1 | Residential Consumers (Houses, Flats & Farms) Network charge per month | 0 | 0 | 0 | 0 | 0 | 30 |  | #DIV/0!
1 | 1 | Net Metering Residential (for Approved SSEG Households) | 0 | 0 | 0 | 0 | 0 | 40 |  | 40 | 0.010224 | 0.27471 | 298.5386 | 0 |  |  |  |  | 0.041352 | 0.15057 | 0.061112 |  |  |  |  | 0.14589 | 0.41603 | 0.18505
1 | 1 | Commercial Pre-paid:- | 0 | 0 | 0 | 0 | 0 | 30 |  | 30 | 0.020656 | 0.38444 | 452.3559 | 0
1 | 1 | Commercial Alternative < 15 AMP:- | 0 | 0 | 0 | 0 | 0 | 20 |  | 20 | 0.00807 | 0.38444 | 117.822 | 0
1 | 1 | Commercial Alternative < 15 AMP:-Dept | 0 | 0 | 0 | 0 | 0 | 20 |  | 20 | 0.021441 | 0.38444 | 313.0348 | 0
1 | 1 | Commerce / Non Standard (per kWh ) | 0 | 0 | 0 | 0 | 0 | 60 |  | 60 | 0.022749 | 0.38444 | 996.4083 | 0
1 | 1 | Commerce / Non Standard (per kWh )-Dept | 0 | 0 | 0 | 0 | 0 | 30 |  | 30 | 0.019656 | 0.38444 | 430.4696 | 0
1 | 1 | Commerce Basic < 20KVA (Basic per month) | 0 | 0 | 0 | 0 | 0 | 30 |  | 30 | 0.014951 | 0.38444 | 327.4374 | 0
1 | 1 | Commerce Basic < 20KVA (Basic per month)-Dept | 0 | 0 | 0 | 0 | 0 | 30 |  | 30 | 0.010355 | 0.38444 | 226.7667 | 0
1 | 1 | Commerce Basic 20 to 40 KVA (Basic per month) | 0 | 0 | 0 | 0 | 0 | 80 |  | 80 | 0.019402 | 0.38444 | 1133.0715 | 0
1 | 1 | Commerce Basic 20 to 40 KVA (Basic per month)-Dept | 0 | 0 | 0 | 0 | 0 | 60 |  | 60 | 0.011626 | 0.38444 | 509.2227 | 0
1 | 1 | Commerce Basic >40 KVA (Basic per month) | 0 | 0 | 0 | 0 | 0 | 150 |  | 150 | 0.016823 | 0.38444 | 1842.1054 | 0
1 | 1 | Commerce Basic >40 KVA (Basic per month)-Dept | 0 | 0 | 0 | 0 | 0 | 60 |  | 60 | 0.012638 | 0.38444 | 553.5235 | 0
1 | 1 | Net Metering Commercial;Basic Charge <= 20 kVA per month | 0 | 0 | 0 | 0 | 0 | 30 |  | #DIV/0!
1 | 1 | Net Metering CommercialBasic Charge 21 - 40 kVA per month | 0 | 0 | 0 | 0 | 0 | 40 |  | #DIV/0!
1 | 1 | Net Metering CommercialBasic Charge 41 - 50 kVA per month | 0 | 0 | 0 | 0 | 0 | 150 |  | #DIV/0!
1 | 1 | Sports Grounds including maintenance of Floodlighting:- | 0 | 0 | 0 | 0 | 0 | 90 |  | 0 |  | 0.38444 | 0.40152 | 0
1 | 1 | Bulk Industrial | 0 | 0 | 0 | 0 | 0 | 0 |  | 40.3412 | 0.53088 | 0.74323 | 15633.9775 | 0 |  |  |  |  | #DIV/0! | #DIV/0! | #DIV/0! |  |  |  |  | #DIV/0! | #DIV/0! | #DIV/0!
1 | 1 | Bulk Industrial-Dept | 0 | 0 | 0 | 0 | 0 | 0 |  | 60.5127 | 0.15724 | 0.22013 | 6945.8269 | 0 |  |  |  |  | #DIV/0! | #DIV/0! | #DIV/0! |  |  |  |  | #DIV/0! | #DIV/0! | #DIV/0!
1 | 1 | Bulk Industrial mv | 0 | 0 | 0 | 0 | 0 | 0 |  | 2553.9465 | 0.43668 | 0.61136 | 814145.245 | 0 |  |  |  |  | #DIV/0! | #DIV/0! | #DIV/0! |  |  |  |  | #DIV/0! | #DIV/0! | #DIV/0!
1 | 1 | Net Metering Industrial (for Approved SSEG) | 0 | 0 | 0 | 0 | 0 | 0 |  | #DIV/0!
1 | 1 | Bulk Time Of Use Tariff: Alternative | 0 | 0 | 0 | 0 | 0 | 0 |  | 111.1733 | 0.2099 | 0.29386 | 17034.7724 | 0 |  |  |  |  | #DIV/0! | #DIV/0! | #DIV/0! |  |  |  |  | #DIV/0! | #DIV/0! | #DIV/0!
1 | 1 | Bulk Time Of Use Tariff: Alternative MV | 0 | 0 | 0 | 0 | 0 | 0 |  | 2141.5193 | 0.27893 | 0.3905 | 436051.8123 | 0 |  |  |  |  | #DIV/0! | #DIV/0! | #DIV/0! |  |  |  |  | #DIV/0! | #DIV/0! | #DIV/0!
1 | 1 | Net Metering Time of Use Bulk Consumers (for Approved SSEG) | 0 | 0 | 0 | 0 | 0 | 0 |  | #DIV/0! |  | 0.00044241 | [10 empty] | 0% | 0% |  |  |  |  | 1
1 | 1 | Net Metering Commercial;Basic Charge <= 20 kVA per month | 0 | 0 | 0 | 0 | 0 | 0 |  |  |  | 0.00044241 | [10 empty] | 0% | 0% |  |  |  |  | 1
1 | 1 | Net Metering CommercialBasic Charge 21 - 40 kVA per month | 0 | 0 | 0 | 0 | 0 | 0 |  |  |  | 0.00044241 | [10 empty] | 0% | 0% |  |  |  |  | 1
1 | 1 | Net Metering CommercialBasic Charge 41 - 50 kVA per month | 0 | 0 | 0 | 0 | 0 | 0
1 | 1 | Streetlights - Internal Tariff | 0 | 0 | 0 | 0 | 0 | 0 |  |  |  | 0.17919 |  | 0
1 | 1 | Wheeling Charges: | 0 | 0 | 0 | 0 | 0 | 0
1 | 1 | Availability | 0 | 0 | 0 | 0 | 0 | 40 |  | #DIV/0! | 0
0 | 0 | 0 | 0 | 0 | 0 | 0 | 0 | 0
0 | 0 | 0 | 0 | 0 | 0 | 0 | 0 | 0
0 | 0 | 0 | 0 | 0 | 0 | 0 | 0 | 0
0 | 0 | 0 | 0 | 0 | 0 | 0 | 0 | 0
0 | 0 | 0 | 0 | 0 | 0 | 0 | 0 | 0
0 | 0 | 0 | 0 | 0 | 0 | 0 | 0 | 0
0 | 0 | 0 | 0 | 0 | 0 | 0 | 0 | 0
0 | 0 | 0 | 0 | 0 | 0 | 0 | 0 | 0
0 | 0 | 0 | 0 | 0 | 0 | 0 | 0 | 0
0 | 0 | 0 | 0 | 0 | 0 | 0 | 0 | 0
0 | 0 | 0 | 0 | 0 | 0 | 0 | 0 | 0
0 | 0 | 0 | 0 | 0 | 0 | 0 | 0 | 0
0 | 0 | 0 | 0 | 0 | 0 | 0 | 0 | 0
0 | 0 | 0 | 0 | 0 | 0 | 0 | 0 | 0
0 | 0 | 0 | 0 | 0 | 0 | 0 | 0 | 0
0 | 0 | 0 | 0 | 0 | 0 | 0 | 0 | 0
0 | 0 | 0 | 0 | 0 | 0 | 0 | 0 | 0
0 | 0 | 0 | 0 | 0 | 0 | 0 | 0 | 0
0 | 0 | 0 | 0 | 0 | 0 | 0 | 0 | 0
0 | 0 | 0 | 0 | 0 | 0 | 0 | 0 | 0
0 | 0 | 0 | 0 | 0 | 0 | 0 | 0 | 0
0 | 0 | 0 | 0 | 0 | 0 | 0 | 0 | 0
0 | 0 | 0 | 0 | 0 | 0 | 0 | 0 | 0
0 | 0 | 0 | 0 | 0 | 0 | 0 | 0 | 0
0 | 0 | 0 | 0 | 0 | 0 | 0 | 0 | 0
0 | 0 | 0 | 0 | 0 | 0 | 0 | 0 | 0
0 | 0 | 0 | 0 | 0 | 0 | 0 | 0 | 0
0 | 0 | 0 | 0 | 0 | 0 | 0 | 0 | 0
0 | 0 | 0 | 0 | 0 | 0 | 0 | 0 | 0
0 | 0 | 0 | 0 | 0 | 0 | 0 | 0 | 0
0 | 0 | 0 | 0 | 0 | 0 | 0 | 0 | 0
0 | 0 | 0 | 0 | 0 | 0 | 0 | 0 | 0
0 | 0 | 0 | 0 | 0 | 0 | 0 | 0 | 0
0 | 0 | 0 | 0 | 0 | 0 | 0 | 0 | 0
0 | 0 | 0 | 0 | 0 | 0 | 0 | 0 | 0
0 | 0 | 0 | 0 | 0 | 0 | 0 | 0 | 0
0 | 0 | 0 | 0 | 0 | 0 | 0 | 0 | 0
0 | 0 | 0 | 0 | 0 | 0 | 0 | 0 | 0
0 | 0 | 0 | 0 | 0 | 0 | 0 | 0 | 0
0 | 0 | 0 | 0 | 0 | 0 | 0 | 0 | 0
0 | 0 | 0 | 0 | 0 | 0 | 0 | 0 | 0
0 | 0 | 0 | 0 | 0 | 0 | 0 | 0 | 0
0 | 0 | 0 | 0 | 0 | 0 | 0 | 0 | 0
0 | 0 | 0 | 0 | 0 | 0 | 0 | 0 | 0
0 | 0 | 0 | 0 | 0 | 0 | 0 | 0 | 0
0 | 0 | 0 | 0 | 0 | 0 | 0 | 0 | 0
0 | 0 | 0 | 0 | 0 | 0 | 0 | 0 | 0
0 | 0 | 0 | 0 | 0 | 0 | 0 | 0 | 0
0 | 0 | 0 | 0 | 0 | 0 | 0 | 0 | 0
0 | 0 | 0 | 0 | 0 | 0 | 0 | 0 | 0
0 | 0 | 0 | 0 | 0 | 0 | 0 | 0 | 0
1 | 1 | Total. | [7 empty] | 0.73138 | 0.03297 | 0.039188 |  | 0.16414 |  |  |  |  | 0.020298 | 0.054049 | 0.059812 |  | 0 | 0 |  | 3.2237 | 8.3525 | 9.4292 | 0.018347 |  |  |  | 0
1 | 1
1 | SWARTLAND |  |  | 2016-06-30 |  |  |  |  | REVENUES FROM CHARGES APPLICABLE FOR ALL MONTHS OF THE YEAR | [9 empty] | HIGH SEASON REVENUES | [6 empty] | LOW SEASON REVENUES | [8 empty] | TOTAL CHARGES FOR THE YEAR
1 | CALCULATED REVENUE | [6 empty] | CHARGABLE REVENUE | Customer service | Basic | Access | MD (all hours) | All Energy | Block 1 energy | Block 2 energy | Block 3 energy | Block 4 energy | Block 5 energy | Energy Peak | Energy Standard | Energy Off-Peak | Energy Total | MD (all hours) | MD (P&St) | Reactive energy | Energy Peak | Energy Standard | Energy Off-Peak | Energy Total | MD (all hours) | MD (P&St) | Reactive energy | Total | Check | Customer service | Basic | Access | Demand | Energy | Reactive energy | Others | 2022/2023 Proposed | 2022/2023 Reference | Difference | Structure change | Initial cost reflectiveness | Structure change | kWh/m |  |  |  |  | Structure change
1 | Nr | TARIFF NAME | TARIFF CODE | Customer category | Sub Category | Tariff Structure Category | Max Voltage | Capacity category | R/year | R/year | R/year | R/year | R/year | R/year | R/year | R/year | R/year | R/year | Rand /season | Rand /season | Rand /season | Rand /season | Rand /season | Rand /season | Rand /season | Rand /season | Rand /season | Rand /season | Rand /season | Rand /season | Rand /season | Rand /season | R/year | R/year | R/year | R/year | R/year | R/year | R/year | R/year | R/year | R/year | 0% | Rand | % |  | % |  | Ref | Diff | Ind / Poor |  | %
1 | 1 | Pre-paid meter system (Indigent Residential) | 0 | 0 | 0 | 0 | 0 | 20 | 0 | 0 | 0 | 0 | 0 | 0 | 32908736.2513 | 0 | 0 | 0 | 0 | 0 | 0 | 0 | 0 | 0 | 0 | 0 | 0 | 0 | 0 | 0 | 0 | 0 | 32908736.2513 | 29615493.3867 | 0 | 0 | 0 | 0 | 32908736.2513 | 0 |  | 32908736.2513 | 29615493.3867 | 3293242.8646 | 11.12% | -91.28% | 11.12% | 32908736.2513 | 31059785.1371 | -1848951.1142 | -128846334.0721 |  | 147.1%
1 | 1 | Households Alternative <20 Amp:- | 0 | 0 | 0 | 0 | 0 | 20 | 0 | 0 | 0 | 0 | 0 | 411992.2739 | 1839862.451 | 779786.0252 | 596723.2222 |  | 0 | 0 | 0 | 0 | 0 | 0 | 0 | 0 | 0 | 0 | 0 | 0 | 0 | 0 | 3628363.9722 | 3177178.9092 | 0 | 0 | 0 | 0 | 3628363.9722 | 0 |  | 3628363.9722 | 3177178.9092 | 451185.063 | 14.2% | -17.42% | 11.12% | 3628363.9722 | 21848467.3934 | 18220103.4212 |  |  | 54.3%
1 | 1 | Pre-paid Meter System (Non-Indigent Residential) | 0 | 0 | 0 | 0 | 0 | 30 | 0 | 2080168.4587 | 6285657.8322 | 0 | 0 | 63239410.0807 |  | 0 | 0 | 0 | 0 | 0 | 0 | 0 | 0 | 0 | 0 | 0 | 0 | 0 | 0 | 0 | 0 | 0 | 71605236.3716 | 63919063.0484 | 0 | 2080168.4587 | 6285657.8322 | 0 | 63239410.0807 | 0 |  | 71605236.3716 | 63919063.0484 | 7686173.3232 | 12.02% | 3.119% | 9.353% | 71605236.3716 | 2161275.2118 | -69443961.1598 |  |  | -5.952%
1 | 1 | Residential Consumers (Houses, Flats & Farms) Network charge per month | 0 | 0 | 0 | 0 | 0 | 40 | 0 | 17362937.2096 | 6680914.2212 | 0 | 0 | 5649202.9307 | 32061568.2723 | 16759838.7477 | 13959528.4795 | 0 | 0 | 0 | 0 | 0 | 0 | 0 | 0 | 0 | 0 | 0 | 0 | 0 | 0 | 0 | 92473989.8608 | 86265699.476 | 0 | 17362937.2096 | 6680914.2212 | 0 | 68430138.4301 | 0 |  | 92473989.8608 | 86265699.476 | 6208290.3848 | 7.197% | 17.3% | 25.96% | 92473989.8608 | 267572.4777 | -92206417.3831 |  |  | 242.1%
1 | 1 | Residential Consumers (Houses, Flats & Farms) Network charge per month | 0 | 0 | 0 | 0 | 0 | 30 | 0 | 0 | 0 | 0 | 0 | 0 | 0 | 0 | 0 | 0 | 0 | 0 | 0 | 0 | 0 | 0 | 0 | 0 | 0 | 0 | 0 | 0 | 0 | 0 | 0 | 0 | 0 | 0 | 0 | 0 | 0 | 0 |  | 0 | 0 | 0 | #DIV/0! | #DIV/0! | #DIV/0! | 0 | 16763192.8172 | 16763192.8172 |  |  | 128.5%
1 | 1 | Net Metering Residential (for Approved SSEG Households) | 0 | 0 | 0 | 0 | 0 | 40 | 0 | 59041.4786 | 237874.6657 | 0 | 0 | 0 | 0 | 0 | 0 | 0 | 83108.9432 | 96931.2851 | 22770.2504 | 0 | 0 | 0 | 15.5121 | 100566.8399 | 203901.8771 | 60910.8805 | 0 | 0 | 0 | 0 | 865121.7324 | 920474.5372 | 0 | 59041.4786 | 237874.6657 | 0 | 568190.076 | 15.5121 |  | 865121.7324 | 920474.5372 | -55352.8048 | -6.014% | 12.19% | 11.12% | 865121.7324 | 534821.079 | -330300.6534 |  |  | 550.3%
1 | 1 | Commercial Pre-paid:- | 0 | 0 | 0 | 0 | 0 | 30 | 0 | 346027.9585 | 1362855.237 | 0 | 15270715.4914 | 0 | 0 | 0 | 0 | 0 | 0 | 0 | 0 | 0 | 0 | 0 | 0 | 0 | 0 | 0 | 0 | 0 | 0 | 0 | 16979598.6869 | 15840416.7215 | 0 | 346027.9585 | 1362855.237 | 0 | 15270715.4914 | 0 |  | 16979598.6869 | 15840416.7215 | 1139181.9654 | 7.192% | 14.24% | 19.91% | [5 empty] | -14.69%
1 | 1 | Commercial Alternative < 15 AMP:- | 0 | 0 | 0 | 0 | 0 | 20 | 0 | 0 | 0 | 0 | 1334096.5165 | 0 | 0 | 0 | 0 | 0 | 0 | 0 | 0 | 0 | 0 | 0 | 0 | 0 | 0 | 0 | 0 | 0 | 0 | 0 | 1334096.5165 | 1144946.4286 | 0 | 0 | 0 | 0 | 1334096.5165 | 0 |  | 1334096.5165 | 1144946.4286 | 189150.088 | 16.52% | -10.13% | 1.694% | [5 empty] | -2.592%
1 | 1 | Commercial Alternative < 15 AMP:-Dept | 0 | 0 | 0 | 0 | 0 | 20 | 0 | 0 | 0 | 0 | 78072.4448 | 0 | 0 | 0 | 0 | 0 | 0 | 0 | 0 | 0 | 0 | 0 | 0 | 0 | 0 | 0 | 0 | 0 | 0 | 0 | 78072.4448 | 67003.2233 | 0 | 0 | 0 | 0 | 78072.4448 | 0 |  | 78072.4448 | 67003.2233 | 11069.2215 | 16.52% | 14.14% | 1.694% | [5 empty] | -20.98%
1 | 1 | Commerce / Non Standard (per kWh ) | 0 | 0 | 0 | 0 | 0 | 60 | 0 | 49069.9794 | 1309211.7388 | 0 | 3851350.9117 | 0 | 0 | 0 | 0 | 0 | 0 | 0 | 0 | 0 | 0 | 0 | 0 | 0 | 0 | 0 | 0 | 0 | 0 | 0 | 5209632.6299 | 3994336.2458 | 0 | 49069.9794 | 1309211.7388 | 0 | 3851350.9117 | 0 |  | 5209632.6299 | 3994336.2458 | 1215296.3841 | 30.43% | -1.351% | 25.29% | [5 empty] | -6.205%
1 | 1 | Commerce / Non Standard (per kWh )-Dept | 0 | 0 | 0 | 0 | 0 | 30 | 0 | 3384.1365 | 45145.2324 | 0 | 114749.3462 | 0 | 0 | 0 | 0 | 0 | 0 | 0 | 0 | 0 | 0 | 0 | 0 | 0 | 0 | 0 | 0 | 0 | 0 | 0 | 163278.7151 | 120352.5554 | 0 | 3384.1365 | 45145.2324 | 0 | 114749.3462 | 0 |  | 163278.7151 | 120352.5554 | 42926.1597 | 35.67% | -3.2% | 21.88% | [5 empty] | -26.92%
1 | 1 | Commerce Basic < 20KVA (Basic per month) | 0 | 0 | 0 | 0 | 0 | 30 | 0 | 1338671.2818 | 293230.4666 | 0 | 1920253.9936 | 0 | 0 | 0 | 0 | 0 | 0 | 0 | 0 | 0 | 0 | 0 | 0 | 0 | 0 | 0 | 0 | 0 | 0 | 0 | 3552155.742 | 3555274.776 | 0 | 1338671.2818 | 293230.4666 | 0 | 1920253.9936 | 0 |  | 3552155.742 | 3555274.776 | -3119.0341 | -0.08773% | 40.6% | 43.26% | [5 empty] | -25.12%
1 | 1 | Commerce Basic < 20KVA (Basic per month)-Dept | 0 | 0 | 0 | 0 | 0 | 30 | 0 | 152121.7366 | 33321.6439 | 0 | 151121.778 | 0 | 0 | 0 | 0 | 0 | 0 | 0 | 0 | 0 | 0 | 0 | 0 | 0 | 0 | 0 | 0 | 0 | 0 | 0 | 336565.1585 | 339419.0265 | 0 | 152121.7366 | 33321.6439 | 0 | 151121.778 | 0 |  | 336565.1585 | 339419.0265 | -2853.8679 | -0.8408% | 49.61% | 46.45% | [5 empty] | -23.8%
1 | 1 | Commerce Basic 20 to 40 KVA (Basic per month) | 0 | 0 | 0 | 0 | 0 | 80 | 0 | 1549789.4224 | 697533.0797 | 0 | 5927543.2031 | 0 | 0 | 0 | 0 | 0 | 0 | 0 | 0 | 0 | 0 | 0 | 0 | 0 | 0 | 0 | 0 | 0 | 0 | 0 | 8174865.7052 | 7709106.5372 | 0 | 1549789.4224 | 697533.0797 | 0 | 5927543.2031 | 0 |  | 8174865.7052 | 7709106.5372 | 465759.1681 | 6.042% | 18.79% | 22.89% | 509.2227 | 7709106.5372 | 465759.1681 | Comm |  | -14.54%
1 | 1 | Commerce Basic 20 to 40 KVA (Basic per month)-Dept | 0 | 0 | 0 | 0 | 0 | 60 | 0 | 266524.2956 | 89968.4386 | 0 | 458130.6229 | 0 | 0 | 0 | 0 | 0 | 0 | 0 | 0 | 0 | 0 | 0 | 0 | 0 | 0 | 0 | 0 | 0 | 0 | 0 | 814623.3571 | 785424.0047 | 0 | 266524.2956 | 89968.4386 | 0 | 458130.6229 | 0 |  | 814623.3571 | 785424.0047 | 29199.3525 | 3.718% | 36.33% | 29.62% | 1842.1054 | 785424.0047 | 29199.3525 | 1667921.1253 | 5.751% | -18.85%
1 | 1 | Commerce Basic >40 KVA (Basic per month) | 0 | 0 | 0 | 0 | 0 | 150 | 0 | 4240069.4267 | 1999298.6362 | 0 | 14731381.6475 | 0 | 0 | 0 | 0 | 0 | 0 | 0 | 0 | 0 | 0 | 0 | 0 | 0 | 0 | 0 | 0 | 0 | 0 | 0 | 20970749.7104 | 19769145.5761 | 0 | 4240069.4267 | 1999298.6362 | 0 | 14731381.6475 | 0 |  | 20970749.7104 | 19769145.5761 | 1201604.1343 | 6.078% | 22.12% | 22.79% | 553.5235 | 19769145.5761 | 1201604.1343 |  |  | -8.845%
1 | 1 | Commerce Basic >40 KVA (Basic per month)-Dept | 0 | 0 | 0 | 0 | 0 | 60 | 0 | 318005.207 | 59978.9591 | 0 | 331991.0274 | 0 | 0 | 0 | 0 | 0 | 0 | 0 | 0 | 0 | 0 | 0 | 0 | 0 | 0 | 0 | 0 | 0 | 0 | 0 | 709975.1934 | 738616.7229 | 0 | 318005.207 | 59978.9591 | 0 | 331991.0274 | 0 |  | 709975.1934 | 738616.7229 | -28641.5295 | -3.878% | 51.17% | 61.52% |  | 738616.7229 | -28641.5295 |  |  | -12.82%
1 | 1 | Net Metering Commercial;Basic Charge <= 20 kVA per month | 0 | 0 | 0 | 0 | 0 | 30 | 0 | 0 | 0 | 0 | 0 | 0 | 0 | 0 | 0 | 0 | 0 | 0 | 0 | 0 | 0 | 0 | 0 | 0 | 0 | 0 | 0 | 0 | 0 | 0 | 0 | 0 | 0 | 0 | 0 | 0 | 0 | 0 |  | 0 | 0 | 0 | #DIV/0! | #DIV/0! | #DIV/0! |  | 0 | 0 |  |  | -13.12%
1 | 1 | Net Metering CommercialBasic Charge 21 - 40 kVA per month | 0 | 0 | 0 | 0 | 0 | 40 | 0 | 0 | 0 | 0 | 0 | 0 | 0 | 0 | 0 | 0 | 0 | 0 | 0 | 0 | 0 | 0 | 0 | 0 | 0 | 0 | 0 | 0 | 0 | 0 | 0 | 0 | 0% | 0% | 0 | 0 | 0 | 0 |  | 0 | 0 | 0 | #DIV/0! | 0% | #DIV/0! |  | 0 | 0 |  |  | -0.15731
1 | 1 | Net Metering CommercialBasic Charge 41 - 50 kVA per month | 0 | 0 | 0 | 0 | 0 | 150 | 0 | 0 | 0 | 0 | 0 | 0 | 0 | 0 | 0 | 0 | 0 | 0 | 0 | 0 | 0 | 0 | 0 | 0 | 0 | 0 | 0 | 0 | 0 | 0 | 0 | 0 | 0 | 0 | 0 | 0 | 0 | 0 |  | 0 | 0 | 0 | #DIV/0! | 0% | #DIV/0! | [5 empty] | 13.42%
1 | 1 | Sports Grounds including maintenance of Floodlighting:- | 0 | 0 | 0 | 0 | 0 | 90 | 0 | 0 | 0 | 0 | 415.3195 | 0 | 0 | 0 | 0 | 0 | 0 | 0 | 0 | 0 | 0 | 0 | 0 | 0 | 0 | 0 | 0 | 0 | 0 | 0 | 415.3195 | 560.6365 | 0 | 0 | 0 | 0 | 415.3195 | 0 |  | 415.3195 | 560.6365 | -145.317 | -25.92% | 0% | -25.92% | 0.40152 |  |  |  |  | 24.95%
1 | 1 | Bulk Industrial | 0 | 0 | 0 | 0 | 0 | 0 | 0 | 3118360.1441 | 1668469.4713 | 17012689.2968 | 0 | 0 | 0 | 0 | 0 | 0 | 3277529.7567 | 4582412.3536 | 4169916.1009 | 0 | 0 | 0 | 36758.7533 | 5467767.8932 | 12230809.8349 | 11482202.5588 | 0 | 0 | 0 | 0 | 63046916.1636 | 53036074.0569 | 0 | 3118360.1441 | 1668469.4713 | 17012689.2968 | 41210638.498 | 36758.7533 |  | 63046916.1636 | 53036074.0569 | 10010842.1067 | 18.88% | -10% | -1.706% | 15633.9775 |  |  |  |  | 918.3%
1 | 1 | Bulk Industrial-Dept | 0 | 0 | 0 | 0 | 0 | 0 | 0 | 476416.1331 | 382362.8857 | 3898795.3239 | 0 | 0 | 0 | 0 | 0 | 0 | 428297.6386 | 308203.1372 | 274804.2513 | 0 | 0 | 0 | 1472.7116 | 549735.1642 | 653037.1212 | 723093.2642 | 0 | 0 | 0 | 0 | 7696217.6311 | 7315284.3929 | 0 | 476416.1331 | 382362.8857 | 3898795.3239 | 2937170.5768 | 1472.7116 |  | 7696217.6311 | 7315284.3929 | 380933.2382 | 5.207% | 20.8% | 25.19% | 6945.8269 |  |  |  |  | 714.5%
1 | 1 | Bulk Industrial mv | 0 | 0 | 0 | 0 | 0 | 0 | 0 | 89297.943 | 2285266.5291 | 29409413.462 | 0 | 0 | 0 | 0 | 0 | 0 | 4346801.4153 | 6142198.4488 | 6332036.1324 | 0 | 0 | 0 | 811.2018 | 7133651.8114 | 15888837.6668 | 18528203.2839 | 0 | 0 | 0 | 0 | 90156517.8943 | 77899063.9868 | 0 | 89297.943 | 2285266.5291 | 29409413.462 | 58371728.7586 | 811.2018 |  | 90156517.8943 | 77899063.9868 | 12257453.9075 | 15.74% | -1.974% | 2.913% | 814145.245 |  |  |  |  | #DIV/0!
1 | 1 | Net Metering Industrial (for Approved SSEG) | 0 | 0 | 0 | 0 | 0 | 0 | 0 | 0 | 0 | 0 | 0 | 0 | 0 | 0 | 0 | 0 | 0 | 0 | 0 | 0 | 0 | 0 | 0 | 0 | 0 | 0 | 0 | 0 | 0 | 0 | 0 | 0 | 0 | 0 | 0 | 0 | 0 | 0 |  | 0 | 0 | 0 | #DIV/0! | 0% | #DIV/0! | [5 empty] | 18.09%
1 | 1 | Bulk Time Of Use Tariff: Alternative | 0 | 0 | 0 | 0 | 0 | 0 | 0 | 411450.2968 | 606681.4445 | 4319889.5513 | 0 | 0 | 0 | 0 | 0 | 0 | 1097807.5467 | 1014875.0386 | 531760.8831 | 0 | 0 | 0 | 5284.6805 | 999210.0924 | 2068504.7464 | 1256774.3469 | 0 | 0 | 0 | 0 | 12312238.6272 | 11001517.7205 | 0 | 411450.2968 | 606681.4445 | 4319889.5513 | 6968932.6541 | 5284.6805 |  | 12312238.6272 | 11001517.7205 | 1310720.9067 | 11.91% | 5.442% | 9.565% | 17034.7724 |  |  |  |  | -287.6%
1 | 1 | Bulk Time Of Use Tariff: Alternative MV | 0 | 0 | 0 | 0 | 0 | 0 | 0 | 66973.4572 | 1437170.6065 | 12819116.1915 | 0 | 0 | 0 | 0 | 0 | 0 | 4401686.5473 | 4064905.8145 | 2127589.2105 | 0 | 0 | 0 | 325.8565 | 4002561.8994 | 8281154.4174 | 5026761.6996 | 0 | 0 | 0 | 0 | 42228245.7003 | 37389028.9128 | 0 | 66973.4572 | 1437170.6065 | 12819116.1915 | 27904659.5887 | 325.8565 |  | 42228245.7003 | 37389028.9128 | 4839216.7875 | 12.94% | 3.317% | 7.645% | 436051.8123
1 | 1 | Net Metering Time of Use Bulk Consumers (for Approved SSEG) | 0 | 0 | 0 | 0 | 0 | 0 | 0 | 0 | 0 | 0 | 0 | 0 | 0 | 0 | 0 | 0 | 0 | 0 | 0 | 0 | 0 | 0 | 2570299.653 | 0 | 0 | 0 | 303506.7947 | 0 | 0 | 0 | 2873806.4476 | 0 | 0 | 0 | 0 | 0 | 0 | 2570299.653 |  | 2570299.653 | 0 | 2570299.653 | #DIV/0! | 0% | #DIV/0! | [5 empty] | #DIV/0!
1 | 1 | Net Metering Commercial;Basic Charge <= 20 kVA per month | 0 | 0 | 0 | 0 | 0 | 0 | 0 | 0 | 0 | 0 | 0 | 0 | 0 | 0 | 0 | 0 | 0 | 0 | 0 | 0 | 0 | 0 | 2570299.653 | 0 | 0 | 0 | 303506.7947 | 0 | 0 | 0 | 2873806.4476 | 0 | 0 | 0 | 0 | 0 | 0 | 2570299.653 |  | 2570299.653 | 0 | 2570299.653 | #DIV/0! | 0% | #DIV/0! | [5 empty] | 9.355%
1 | 1 | Net Metering CommercialBasic Charge 21 - 40 kVA per month | 0 | 0 | 0 | 0 | 0 | 0 | 0 | 0 | 0 | 0 | 0 | 0 | 0 | 0 | 0 | 0 | 0 | 0 | 0 | 0 | 0 | 0 | 2570299.653 | 0 | 0 | 0 | 303506.7947 | 0 | 0 | 0 | 2873806.4476 | 0 | 0 | 0 | 0 | 0 | 0 | 2570299.653 |  | 2570299.653 | 0 | 2570299.653 | #DIV/0! | 0% | #DIV/0!
1 | 1 | Net Metering CommercialBasic Charge 41 - 50 kVA per month | 0 | 0 | 0 | 0 | 0 | 0 | 0 | 0 | 0 | 0 | 0 | 0 | 0 | 0 | 0 | 0 | 0 | 0 | 0 | 0 | 0 | 0 | 0 | 0 | 0 | 0 | 0 | 0 | 0 | 0 | 0 | 0 | 0 | 0 | 0 | 0 | 0 | 0 |  | 0 | 0 | 0 | #DIV/0! | 0% | #DIV/0!
1 | 1 | Streetlights - Internal Tariff | 0 | 0 | 0 | 0 | 0 | 0 | 0 | 5096583.5207 | 0 | 0 | 983375.1279 | 0 | 0 | 0 | 0 | 0 | 0 | 0 | 0 | 0 | 0 | 0 | 0 | 0 | 0 | 0 | 0 | 0 | 0 | 0 | 6079958.6486 | 433295.8042 | 0 | 5096583.5207 | 0 | 0 | 983375.1279 | 0 |  | 6079958.6486 | 433295.8042 | 5646662.8443 | 1303% | 0% | 9.157%
1 | 1 | Wheeling Charges: | 0 | 0 | 0 | 0 | 0 | 0 | 0 | 0 | 0 | 0 | 0 | 0 | 0 | 0 | 0 | 0 | 0 | 0 | 0 | 0 | 0 | 0 | 0 | 0 | 0 | 0 | 0 | 0 | 0 | 0 | 0 |  | 0 | 0 | 0 | 0 | 0 | 0 |  | 0 | 0 | 0 | #DIV/0! | 0% | #DIV/0!
1 | 1 | Availability | 0 | 0 | 0 | 0 | 0 | 40 | 0 | 4234861.2724 | 0 | 0 | 0 | 0 |  | 0 |  | 0 | 0 | 0 | 0 | 0 | 0 | 0 | 0 | 0 | 0 | 0 | 0 | 0 | 0 | 0 | 4234861.2724 | 3430129.5 | 0 | 4234861.2724 | 0 | 0 | 0 | 0 |  | 4234861.2724 | 3430129.5 | 804731.7724 | 23.46% | -30.95% | -7.393%
0 | 0 | 0 | 0 | 0 | 0 | 0 | 0 | 0 | 0 | 0 | 0 | 0 | 0 | 0 |  | 0 |  | 0 | 0 | 0 | 0 | 0 | 0 | 0 | 0 | 0 | 0 | 0 | 0 | 0 | 0 | 0 | 0 |  | 0 | 0 | 0 | 0 | 0 | 0 |  | 0 | 0 | 0 | #DIV/0! | #REF! | #DIV/0!
0 | 0 | 0 | 0 | 0 | 0 | 0 | 0 | 0 | 0 | 0 | 0 | 0 | 0 | 0 |  | 0 |  | 0 | 0 | 0 | 0 | 0 | 0 | 0 | 0 | 0 | 0 | 0 | 0 | 0 | 0 | 0 | 0 |  | 0 | 0 | 0 | 0 | 0 | 0 |  | 0 | 0 | 0 | #DIV/0! | #REF! | -99.46%
0 | 0 | 0 | 0 | 0 | 0 | 0 | 0 | 0 | 0 | 0 | 0 | 0 | 0 | 0 |  | 0 |  | 0 | 0 | 0 | 0 | 0 | 0 | 0 | 0 | 0 | 0 | 0 | 0 | 0 | 0 | 0 | 0 |  | 0 | 0 | 0 | 0 | 0 | 0 |  | 0 | 0 | 0 | #DIV/0! | #REF! | -67.29%
0 | 0 | 0 | 0 | 0 | 0 | 0 | 0 | 0 | 0 | 0 | 0 | 0 | 0 | 0 |  | 0 |  | 0 | 0 | 0 | 0 | 0 | 0 | 0 | 0 | 0 | 0 | 0 | 0 | 0 | 0 | 0 | 0 |  | 0 | 0 | 0 | 0 | 0 | 0 |  | 0 | 0 | 0 | #DIV/0! | #REF! | 0.01929%
0 | 0 | 0 | 0 | 0 | 0 | 0 | 0 | 0 | 0 | 0 | 0 | 0 | 0 | 0 |  | 0 |  | 0 | 0 | 0 | 0 | 0 | 0 | 0 | 0 | 0 | 0 | 0 | 0 | 0 | 0 | 0 | 0 |  | 0 | 0 | 0 | 0 | 0 | 0 |  | 0 | 0 | 0 | #DIV/0! | #REF! | 2.132%
0 | 0 | 0 | 0 | 0 | 0 | 0 | 0 | 0 | 0 | 0 | 0 | 0 | 0 | 0 |  | 0 |  | 0 | 0 | 0 | 0 | 0 | 0 | 0 | 0 | 0 | 0 | 0 | 0 | 0 | 0 | 0 | 0 |  | 0 | 0 | 0 | 0 | 0 | 0 |  | 0 | 0 | 0 | #DIV/0! | #REF! | -54.85%
0 | 0 | 0 | 0 | 0 | 0 | 0 | 0 | 0 | 0 | 0 | 0 | 0 | 0 | 0 |  | 0 |  | 0 | 0 | 0 | 0 | 0 | 0 | 0 | 0 | 0 | 0 | 0 | 0 | 0 | 0 | 0 | 0 |  | 0 | 0 | 0 | 0 | 0 | 0 |  | 0 | 0 | 0 | #DIV/0! | #REF! | #DIV/0!
0 | 0 | 0 | 0 | 0 | 0 | 0 | 0 | 0 | 0 | 0 | 0 | 0 | 0 | 0 |  | 0 |  | 0 | 0 | 0 | 0 | 0 | 0 | 0 | 0 | 0 | 0 | 0 | 0 | 0 | 0 | 0 | 0 |  | 0 | 0 | 0 | 0 | 0 | 0 | 0 | 0 | 0 | 0 | #DIV/0! | #REF! | 20.73%
0 | 0 | 0 | 0 | 0 | 0 | 0 | 0 | 0 | 0 | 0 | 0 | 0 | 0 | 0 |  | 0 |  | 0 | 0 | 0 | 0 | 0 | 0 | 0 | 0 | 0 | 0 | 0 | 0 | 0 | 0 | 0 | 0 |  | 0 | 0 | 0 | 0 | 0 | 0 | 0 | 0 | 0 | 0 | #DIV/0! | #REF! | -14.18%
0 | 0 | 0 | 0 | 0 | 0 | 0 | 0 | 0 | 0 | 0 | 0 | 0 | 0 | 0 |  | 0 |  | 0 | 0 | 0 | 0 | 0 | 0 | 0 | 0 | 0 | 0 | 0 | 0 | 0 | 0 | 0 | 0 |  | 0 | 0 | 0 | 0 | 0 | 0 | 0 | 0 | 0 | 0 | #DIV/0! | #REF! | 89.34%
0 | 0 | 0 | 0 | 0 | 0 | 0 | 0 | 0 | 0 | 0 | 0 | 0 | 0 | 0 |  | 0 |  | 0 | 0 | 0 | 0 | 0 | 0 | 0 | 0 | 0 | 0 | 0 | 0 | 0 | 0 | 0 | 0 |  | 0 | 0 | 0 | 0 | 0 | 0 | 0 | 0 | 0 | 0 | #DIV/0! | #REF! | 14.93%
0 | 0 | 0 | 0 | 0 | 0 | 0 | 0 | 0 | 0 | 0 | 0 | 0 | 0 | 0 |  | 0 |  | 0 | 0 | 0 | 0 | 0 | 0 | 0 | 0 | 0 | 0 | 0 | 0 | 0 | 0 | 0 | 0 |  | 0 | 0 | 0 | 0 | 0 | 0 | 0 | 0 | 0 | 0 | #DIV/0! | #REF! | -2.599%
0 | 0 | 0 | 0 | 0 | 0 | 0 | 0 | 0 | 0 | 0 | 0 | 0 | 0 | 0 |  | 0 |  | 0 | 0 | 0 | 0 | 0 | 0 | 0 | 0 | 0 | 0 | 0 | 0 | 0 | 0 | 0 | 0 |  | 0 | 0 | 0 | 0 | 0 | 0 | 0 | 0 | 0 | 0 | #DIV/0! | #REF! | 68.15%
0 | 0 | 0 | 0 | 0 | 0 | 0 | 0 | 0 | 0 | 0 | 0 | 0 | 0 | 0 |  | 0 |  | 0 | 0 | 0 | 0 | 0 | 0 | 0 | 0 | 0 | 0 | 0 | 0 | 0 | 0 | 0 | 0 |  | 0 | 0 | 0 | 0 | 0 | 0 | 0 | 0 | 0 | 0 | #DIV/0! | #REF! | 220.1%
0 | 0 | 0 | 0 | 0 | 0 | 0 | 0 | 0 | 0 | 0 | 0 | 0 | 0 | 0 |  | 0 |  | 0 | 0 | 0 | 0 | 0 | 0 | 0 | 0 | 0 | 0 | 0 | 0 | 0 | 0 | 0 | 0 |  | 0 | 0 | 0 | 0 | 0 | 0 | 0 | 0 | 0 | 0 | #DIV/0! | #REF! | 12.35%
0 | 0 | 0 | 0 | 0 | 0 | 0 | 0 | 0 | 0 | 0 | 0 | 0 | 0 | 0 |  | 0 |  | 0 | 0 | 0 | 0 | 0 | 0 | 0 | 0 | 0 | 0 | 0 | 0 | 0 | 0 | 0 | 0 |  | 0 | 0 | 0 | 0 | 0 | 0 | 0 | 0 | 0 | 0 | #DIV/0! | #REF! | -3.89%
0 | 0 | 0 | 0 | 0 | 0 | 0 | 0 | 0 | 0 | 0 | 0 | 0 | 0 | 0 |  | 0 |  | 0 | 0 | 0 | 0 | 0 | 0 | 0 | 0 | 0 | 0 | 0 | 0 | 0 | 0 | 0 | 0 |  | 0 | 0 | 0 | 0 | 0 | 0 | 0 | 0 | 0 | 0 | #DIV/0! | #REF! | 20.09%
0 | 0 | 0 | 0 | 0 | 0 | 0 | 0 | 0 | 0 | 0 | 0 | 0 | 0 | 0 |  | 0 |  | 0 | 0 | 0 | 0 | 0 | 0 | 0 | 0 | 0 | 0 | 0 | 0 | 0 | 0 | 0 | 0 |  | 0 | 0 | 0 | 0 | 0 | 0 | 0 | 0 | 0 | 0 | #DIV/0! | #REF! | 138.5%
0 | 0 | 0 | 0 | 0 | 0 | 0 | 0 | 0 | 0 | 0 | 0 | 0 | 0 | 0 |  | 0 |  | 0 | 0 | 0 | 0 | 0 | 0 | 0 | 0 | 0 | 0 | 0 | 0 | 0 | 0 | 0 | 0 |  | 0 | 0 | 0 | 0 | 0 | 0 | 0 | 0 | 0 | 0 | #DIV/0! | #REF! | -81.83%
0 | 0 | 0 | 0 | 0 | 0 | 0 | 0 | 0 | 0 | 0 | 0 | 0 | 0 | 0 |  | 0 |  | 0 | 0 | 0 | 0 | 0 | 0 | 0 | 0 | 0 | 0 | 0 | 0 | 0 | 0 | 0 | 0 |  | 0 | 0 | 0 | 0 | 0 | 0 | 0 | 0 | 0 | 0 | #DIV/0! | #REF! | 178%
0 | 0 | 0 | 0 | 0 | 0 | 0 | 0 | 0 | 0 | 0 | 0 | 0 | 0 | 0 |  | 0 |  | 0 | 0 | 0 | 0 | 0 | 0 | 0 | 0 | 0 | 0 | 0 | 0 | 0 | 0 | 0 | 0 |  | 0 | 0 | 0 | 0 | 0 | 0 | 0 | 0 | 0 | 0 | #DIV/0! | #REF! | 0.7858%
0 | 0 | 0 | 0 | 0 | 0 | 0 | 0 | 0 | 0 | 0 | 0 | 0 | 0 | 0 |  | 0 |  | 0 | 0 | 0 | 0 | 0 | 0 | 0 | 0 | 0 | 0 | 0 | 0 | 0 | 0 | 0 | 0 |  | 0 | 0 | 0 | 0 | 0 | 0 | 0 | 0 | 0 | 0 | #DIV/0! | #REF!
0 | 0 | 0 | 0 | 0 | 0 | 0 | 0 | 0 | 0 | 0 | 0 | 0 | 0 | 0 |  | 0 |  | 0 | 0 | 0 | 0 | 0 | 0 | 0 | 0 | 0 | 0 | 0 | 0 | 0 | 0 | 0 | 0 |  | 0 | 0 | 0 | 0 | 0 | 0 | 0 | 0 | 0 | 0 | #DIV/0! | #REF!
0 | 0 | 0 | 0 | 0 | 0 | 0 | 0 | 0 | 0 | 0 | 0 | 0 | 0 | 0 |  | 0 |  | 0 | 0 | 0 | 0 | 0 | 0 | 0 | 0 | 0 | 0 | 0 | 0 | 0 | 0 | 0 | 0 |  | 0 | 0 | 0 | 0 | 0 | 0 | 0 | 0 | 0 | 0 | #DIV/0! | #REF!
0 | 0 | 0 | 0 | 0 | 0 | 0 | 0 | 0 | 0 | 0 | 0 | 0 | 0 | 0 |  | 0 |  | 0 | 0 | 0 | 0 | 0 | 0 | 0 | 0 | 0 | 0 | 0 | 0 | 0 | 0 | 0 | 0 |  | 0 | 0 | 0 | 0 | 0 | 0 | 0 | 0 | 0 | 0 | #DIV/0! | #REF!
0 | 0 | 0 | 0 | 0 | 0 | 0 | 0 | 0 | 0 | 0 | 0 | 0 | 0 | 0 |  | 0 |  | 0 | 0 | 0 | 0 | 0 | 0 | 0 | 0 | 0 | 0 | 0 | 0 | 0 | 0 | 0 | 0 |  | 0 | 0 | 0 | 0 | 0 | 0 | 0 | 0 | 0 | 0 | #DIV/0! | #REF!
0 | 0 | 0 | 0 | 0 | 0 | 0 | 0 | 0 | 0 | 0 | 0 | 0 | 0 | 0 |  | 0 |  | 0 | 0 | 0 | 0 | 0 | 0 | 0 | 0 | 0 | 0 | 0 | 0 | 0 | 0 | 0 | 0 |  | 0 | 0 | 0 | 0 | 0 | 0 | 0 | 0 | 0 | 0 | #DIV/0! | #REF!
0 | 0 | 0 | 0 | 0 | 0 | 0 | 0 | 0 | 0 | 0 | 0 | 0 | 0 | 0 |  | 0 |  | 0 | 0 | 0 | 0 | 0 | 0 | 0 | 0 | 0 | 0 | 0 | 0 | 0 | 0 | 0 | 0 |  | 0 | 0 | 0 | 0 | 0 | 0 | 0 | 0 | 0 | 0 | #DIV/0! | #REF!
0 | 0 | 0 | 0 | 0 | 0 | 0 | 0 | 0 | 0 | 0 | 0 | 0 | 0 | 0 |  | 0 |  | 0 | 0 | 0 | 0 | 0 | 0 | 0 | 0 | 0 | 0 | 0 | 0 | 0 | 0 | 0 | 0 |  | 0 | 0 | 0 | 0 | 0 | 0 | 0 | 0 | 0 | 0 | #DIV/0! | #REF!
0 | 0 | 0 | 0 | 0 | 0 | 0 | 0 | 0 | 0 | 0 | 0 | 0 | 0 | 0 |  | 0 |  | 0 | 0 | 0 | 0 | 0 | 0 | 0 | 0 | 0 | 0 | 0 | 0 | 0 | 0 | 0 | 0 |  | 0 | 0 | 0 | 0 | 0 | 0 | 0 | 0 | 0 | 0 | #DIV/0! | #REF!
0 | 0 | 0 | 0 | 0 | 0 | 0 | 0 | 0 | 0 | 0 | 0 | 0 | 0 | 0 |  | 0 |  | 0 | 0 | 0 | 0 | 0 | 0 | 0 | 0 | 0 | 0 | 0 | 0 | 0 | 0 | 0 | 0 |  | 0 | 0 | 0 | 0 | 0 | 0 | 0 | 0 | 0 | 0 | #DIV/0! | #REF!
0 | 0 | 0 | 0 | 0 | 0 | 0 | 0 | 0 | 0 | 0 | 0 | 0 | 0 | 0 |  | 0 |  | 0 | 0 | 0 | 0 | 0 | 0 | 0 | 0 | 0 | 0 | 0 | 0 | 0 | 0 | 0 | 0 |  | 0 | 0 | 0 | 0 | 0 | 0 | 0 | 0 | 0 | 0 | #DIV/0! | #REF!
0 | 0 | 0 | 0 | 0 | 0 | 0 | 0 | 0 | 0 | 0 | 0 | 0 | 0 | 0 |  | 0 |  | 0 | 0 | 0 | 0 | 0 | 0 | 0 | 0 | 0 | 0 | 0 | 0 | 0 | 0 | 0 | 0 |  | 0 | 0 | 0 | 0 | 0 | 0 | 0 | 0 | 0 | 0 | #DIV/0! | #REF!
0 | 0 | 0 | 0 | 0 | 0 | 0 | 0 | 0 | 0 | 0 | 0 | 0 | 0 | 0 |  | 0 |  | 0 | 0 | 0 | 0 | 0 | 0 | 0 | 0 | 0 | 0 | 0 | 0 | 0 | 0 | 0 | 0 |  | 0 | 0 | 0 | 0 | 0 | 0 | 0 | 0 | 0 | 0 | #DIV/0! | #REF!
0 | 0 | 0 | 0 | 0 | 0 | 0 | 0 | 0 | 0 | 0 | 0 | 0 | 0 | 0 |  | 0 |  | 0 | 0 | 0 | 0 | 0 | 0 | 0 | 0 | 0 | 0 | 0 | 0 | 0 | 0 | 0 | 0 |  | 0 | 0 | 0 | 0 | 0 | 0 | 0 | 0 | 0 | 0 | #DIV/0! | #REF!
0 | 0 | 0 | 0 | 0 | 0 | 0 | 0 | 0 | 0 | 0 | 0 | 0 | 0 | 0 |  | 0 |  | 0 | 0 | 0 | 0 | 0 | 0 | 0 | 0 | 0 | 0 | 0 | 0 | 0 | 0 | 0 | 0 |  | 0 | 0 | 0 | 0 | 0 | 0 | 0 | 0 | 0 | 0 | #DIV/0! | #REF!
0 | 0 | 0 | 0 | 0 | 0 | 0 | 0 | 0 | 0 | 0 | 0 | 0 | 0 | 0 |  | 0 |  | 0 | 0 | 0 | 0 | 0 | 0 | 0 | 0 | 0 | 0 | 0 | 0 | 0 | 0 | 0 | 0 |  | 0 | 0 | 0 | 0 | 0 | 0 | 0 | 0 | 0 | 0 | #DIV/0! | #REF!
0 | 0 | 0 | 0 | 0 | 0 | 0 | 0 | 0 | 0 | 0 | 0 | 0 | 0 | 0 |  | 0 |  | 0 | 0 | 0 | 0 | 0 | 0 | 0 | 0 | 0 | 0 | 0 | 0 | 0 | 0 | 0 | 0 |  | 0 | 0 | 0 | 0 | 0 | 0 | 0 | 0 | 0 | 0 | #DIV/0! | #REF!
0 | 0 | 0 | 0 | 0 | 0 | 0 | 0 | 0 | 0 | 0 | 0 | 0 | 0 | 0 |  | 0 |  | 0 | 0 | 0 | 0 | 0 | 0 | 0 | 0 | 0 | 0 | 0 | 0 | 0 | 0 | 0 | 0 |  | 0 | 0 | 0 | 0 | 0 | 0 | 0 | 0 | 0 | 0 | #DIV/0! | #REF!
0 | 0 | 0 | 0 | 0 | 0 | 0 | 0 | 0 | 0 | 0 | 0 | 0 | 0 | 0 |  | 0 |  | 0 | 0 | 0 | 0 | 0 | 0 | 0 | 0 | 0 | 0 | 0 | 0 | 0 | 0 | 0 | 0 |  | 0 | 0 | 0 | 0 | 0 | 0 | 0 | 0 | 0 | 0 | #DIV/0! | #REF!
0 | 0 | 0 | 0 | 0 | 0 | 0 | 0 | 0 | 0 | 0 | 0 | 0 | 0 | 0 |  | 0 |  | 0 | 0 | 0 | 0 | 0 | 0 | 0 | 0 | 0 | 0 | 0 | 0 | 0 | 0 | 0 | 0 |  | 0 | 0 | 0 | 0 | 0 | 0 | 0 | 0 | 0 | 0 | #DIV/0! | #REF!
0 | 0 | 0 | 0 | 0 | 0 | 0 | 0 | 0 | 0 | 0 | 0 | 0 | 0 | 0 |  | 0 |  | 0 | 0 | 0 | 0 | 0 | 0 | 0 | 0 | 0 | 0 | 0 | 0 | 0 | 0 | 0 | 0 |  | 0 | 0 | 0 | 0 | 0 | 0 | 0 | 0 | 0 | 0 | #DIV/0! | #REF!
0 | 0 | 0 | 0 | 0 | 0 | 0 | 0 | 0 | 0 | 0 | 0 | 0 | 0 | 0 |  | 0 |  | 0 | 0 | 0 | 0 | 0 | 0 | 0 | 0 | 0 | 0 | 0 | 0 | 0 | 0 | 0 | 0 |  | 0 | 0 | 0 | 0 | 0 | 0 | 0 | 0 | 0 | 0 | #DIV/0! | #REF!
0 | 0 | 0 | 0 | 0 | 0 | 0 | 0 | 0 | 0 | 0 | 0 | 0 | 0 | 0 |  | 0 |  | 0 | 0 | 0 | 0 | 0 | 0 | 0 | 0 | 0 | 0 | 0 | 0 | 0 | 0 | 0 | 0 |  | 0 | 0 | 0 | 0 | 0 | 0 | 0 | 0 | 0 | 0 | #DIV/0! | #REF!
0 | 0 | 0 | 0 | 0 | 0 | 0 | 0 | 0 | 0 | 0 | 0 | 0 | 0 | 0 |  | 0 |  | 0 | 0 | 0 | 0 | 0 | 0 | 0 | 0 | 0 | 0 | 0 | 0 | 0 | 0 | 0 | 0 |  | 0 | 0 | 0 | 0 | 0 | 0 | 0 | 0 | 0 | 0 | #DIV/0! | #REF!
0 | 0 | 0 | 0 | 0 | 0 | 0 | 0 | 0 | 0 | 0 | 0 | 0 | 0 | 0 |  | 0 |  | 0 | 0 | 0 | 0 | 0 | 0 | 0 | 0 | 0 | 0 | 0 | 0 | 0 | 0 | 0 | 0 |  | 0 | 0 | 0 | 0 | 0 | 0 | 0 | 0 | 0 | 0 | #DIV/0! | #REF!
0 | 0 | 0 | 0 | 0 | 0 | 0 | 0 | 0 | 0 | 0 | 0 | 0 | 0 | 0 |  | 0 |  | 0 | 0 | 0 | 0 | 0 | 0 | 0 | 0 | 0 | 0 | 0 | 0 | 0 | 0 | 0 | 0 |  | 0 | 0 | 0 | 0 | 0 | 0 | 0 | 0 | 0 | 0 | #DIV/0! | #REF!
0 | 0 | 0 | 0 | 0 | 0 | 0 | 0 | 0 | 0 | 0 | 0 | 0 | 0 | 0 |  | 0 |  | 0 | 0 | 0 | 0 | 0 | 0 | 0 | 0 | 0 | 0 | 0 | 0 | 0 | 0 | 0 | 0 |  | 0 | 0 | 0 | 0 | 0 | 0 | 0 | 0 | 0 | 0 | #DIV/0! | #REF!
0 | 0 | 0 | 0 | 0 | 0 | 0 | 0 | 0 | 0 | 0 | 0 | 0 | 0 | 0 |  | 0 |  | 0 | 0 | 0 | 0 | 0 | 0 | 0 | 0 | 0 | 0 | 0 | 0 | 0 | 0 | 0 | 0 |  | 0 | 0 | 0 | 0 | 0 | 0 | 0 | 0 | 0 | 0 | #DIV/0! | #REF!
0 | 0 | 0 | 0 | 0 | 0 | 0 | 0 | 0 | 0 | 0 | 0 | 0 | 0 | 0 |  | 0 |  | 0 | 0 | 0 | 0 | 0 | 0 | 0 | 0 | 0 | 0 | 0 | 0 | 0 | 0 | 0 | 0 |  | 0 | 0 | 0 | 0 | 0 | 0 | 0 | 0 | 0 | 0 | #DIV/0! | #REF!
0 | 0 | 0 | 0 | 0 | 0 | 0 | 0 | 0 | 0 | 0 | 0 | 0 | 0 | 0 |  | 0 |  | 0 | 0 | 0 | 0 | 0 | 0 | 0 | 0 | 0 | 0 | 0 | 0 | 0 | 0 | 0 | 0 |  | 0 | 0 | 0 | 0 | 0 | 0 | 0 | 0 | 0 | 0 | #DIV/0! | 0%
1 | 1 | Total. | [6 empty] | 0 | 41259753.3584 | 25474941.0885 | 67459903.8255 | 45153197.4306 | 69300605.2853 | 66810166.9746 | 17539624.7728 | 14556251.7016 | 0 | 13635231.8478 | 16209526.0779 | 13458876.8286 | 0 | 0 | 0 | 7755567.6746 | 18253493.7004 | 39326245.6639 | 37077946.0338 | 910520.384 | 0 | 0 | 0 | 494181852.6483 | 428466906.1863 | 0 | 41259753.3584 | 25474941.0885 | 67459903.8255 | 351321166.3172 | 7755567.6746 | 0 | 493271332.2643 | 428466906.1863 | 64804426.078 | 15.12% | 0%
1 | 1 | [7 empty] | 494181852.6483 | [22 empty] | Ref'2017/18 | 438406144.0237 | 12.72% | -55775708.6246 | [5 empty] | Target | 438406144.0237 | 11.12% | 54865188.2406
1 | SWARTLAND |  |  | 2016-06-30 |  |  |  |  | REVENUE STATISTICS J535 | [9 empty] | HIGH SEASON | [6 empty] | LOW SEASON | [16 empty] | Internal | 6079958.6486 | 487191373.6157 | 12.56%
1 | CALCULATED REV. STATS | [7 empty] | Customer service % Total rev | Basic charge % Total rev | Access % of Total Rev | MD % of Total Rev | Demand % Total rev |  |  | Total energy % Total rev | Other charges | Reactive energy % total rev | Energy Peak % Tot Rev | Energy Standard % Tot Rev | Energy Off-Peak % Tot Rev | Energy total % Tot Rev | Σ MDs all hours % Tot Rev | Σ MDs (P & St) % Tot Rev | Reactive energy % Tot Rev | Energy Peak % Tot Rev | Energy Standard % Tot Rev | Energy Off-Peak % Tot Rev | Energy total % Tot Rev | Σ MDs all hours % Tot Rev | Σ MDs (P & St) % Tot Rev | Reactive energy % Tot Rev | Ave rev /cust /month | [10 empty] | TARGET REVENUE |  | 2023/2024
1 | Nr | TARIFF NAME | TARIFF CODE | Customer category | Sub Category | Tariff Structure Category | Max Voltage | Capacity category | % | % | % | % | % |  |  | % | ? | R/year | Rand /season | Rand /season | Rand /season | Rand /season | Rand /season | Rand /season | Rand /season | Rand /season | Rand /season | Rand /season | Rand /season | Rand /season | Rand /season | Rand /season | R/cust/m | [10 empty] | Previously calculated revenue |  | 438406144.0237
1 | 1 | Pre-paid meter system (Indigent Residential) | 0 | 0 | 0 | 0 | 0 | 20 |  |  |  |  | 0 |  |  | 0 |  | 0 | 0 | 0 | 0 | 0% | 0% | 0% | 0 | 0 | 0 | 0 | 0 | 0 | 0 | 0 | #DIV/0! | [10 empty] | Addisional internal |  |  | 465759.1681
1 | 1 | Households Alternative <20 Amp:- | 0 | 0 | 0 | 0 | 0 | 20 |  |  |  |  | 0 |  |  | 0 |  | 0 | 0 | 0 | 0 | 0% | 0% | 0% | 0 | 0 | 0 | 0 | 0 | 0 | 0 | 0 | #DIV/0! | [10 empty] | Addisional Streetlight |  |  | 42926.1597
1 | 1 | Pre-paid Meter System (Non-Indigent Residential) | 0 | 0 | 0 | 0 | 0 | 30 |  | 0.029051 | 0.087782 |  | 0 |  |  | 0 |  | 0 | 0 | 0 | 0 | 0% | 0% | 0% | 0 | 0 | 0 | 0 | 0 | 0 | 0 | 0 | #DIV/0! | [10 empty] | Total
1 | 1 | Residential Consumers (Houses, Flats & Farms) Network charge per month | 0 | 0 | 0 | 0 | 0 | 40 |  | 0.18776 | 0.072246 |  | 0 |  |  | 0 |  | 0 | 0 | 0 | 0 | 0% | 0% | 0% | 0 | 0 | 0 | 0 | 0 | 0 | 0 | 0 | #DIV/0!
1 | 1 | Residential Consumers (Houses, Flats & Farms) Network charge per month | 0 | 0 | 0 | 0 | 0 | 30
1 | 1 | Net Metering Residential (for Approved SSEG Households) | 0 | 0 | 0 | 0 | 0 | 40 |  | 0.068246 | 0.27496 |  | 0 |  |  | 0.65677 |  | 0 | 0.096066 | 0.11204 | 0.02632 | 0% | 0% | 0% | 1.7931e-05 | 0.11625 | 0.23569 | 0.070407 | 0 | 0 | 0 | 0 | #DIV/0!
1 | 1 | Commercial Pre-paid:- | 0 | 0 | 0 | 0 | 0 | 30 |  | 0.020379 | 0.080264 |  | 0 |  |  | 0.89936 |  | 0 | 0 | 0 | 0 | 0% | 0% | 0% | 0 | 0 | 0 | 0 | 0 | 0 | 0 | 0 | #DIV/0!
1 | 1 | Commercial Alternative < 15 AMP:- | 0 | 0 | 0 | 0 | 0 | 20 |  |  |  |  | 0 |  |  | 1 |  | 0 | 0 | 0 | 0 | 0% | 0% | 0% | 0 | 0 | 0 | 0 | 0 | 0 | 0 | 0 | #DIV/0!
1 | 1 | Commercial Alternative < 15 AMP:-Dept | 0 | 0 | 0 | 0 | 0 | 20 |  |  |  |  | 0 |  |  | 1 |  | 0 | 0 | 0 | 0 | 0% | 0% | 0% | 0 | 0 | 0 | 0 | 0 | 0 | 0 | 0 | #DIV/0!
1 | 1 | Commerce / Non Standard (per kWh ) | 0 | 0 | 0 | 0 | 0 | 60 |  | 0.0094191 | 0.25131 |  | 0 |  |  | 0.73927 |  | 0 | 0 | 0 | 0 | 0% | 0% | 0% | 0 | 0 | 0 | 0 | 0 | 0 | 0 | 0 | #DIV/0!
1 | 1 | Commerce / Non Standard (per kWh )-Dept | 0 | 0 | 0 | 0 | 0 | 30 |  | 0.020726 | 0.27649 |  | 0 |  |  | 0.70278 |  | 0 | 0 | 0 | 0 | 0% | 0% | 0% | 0 | 0 | 0 | 0 | 0 | 0 | 0 | 0 | #DIV/0!
1 | 1 | Commerce Basic < 20KVA (Basic per month) | 0 | 0 | 0 | 0 | 0 | 30 |  | 0.37686 | 0.08255 |  | 0 |  |  | 0.54059 |  | 0 | 0 | 0 | 0 | 0% | 0% | 0% | 0 | 0 | 0 | 0 | 0 | 0 | 0 | 0 | #DIV/0!
1 | 1 | Commerce Basic < 20KVA (Basic per month)-Dept | 0 | 0 | 0 | 0 | 0 | 30 |  | 0.45198 | 0.099005 |  | 0 |  |  | 0.44901 |  | 0 | 0 | 0 | 0 | 0% | 0% | 0% | 0 | 0 | 0 | 0 | 0 | 0 | 0 | 0 | #DIV/0!
1 | 1 | Commerce Basic 20 to 40 KVA (Basic per month) | 0 | 0 | 0 | 0 | 0 | 80 |  | 0.18958 | 0.085327 |  | 0 |  |  | 0.72509 |  | 0 | 0 | 0 | 0 | 0% | 0% | 0% | 0 | 0 | 0 | 0 | 0 | 0 | 0 | 0 | #DIV/0!
1 | 1 | Commerce Basic 20 to 40 KVA (Basic per month)-Dept | 0 | 0 | 0 | 0 | 0 | 60 |  | 0.32717 | 0.11044 |  | 0 |  |  | 0.56238 |  | 0 | 0 | 0 | 0 | 0% | 0% | 0% | 0 | 0 | 0 | 0 | 0 | 0 | 0 | 0 | #DIV/0!
1 | 1 | Commerce Basic >40 KVA (Basic per month) | 0 | 0 | 0 | 0 | 0 | 150 |  | 0.20219 | 0.095337 |  | 0 |  |  | 0.70247 |  | 0 | 0 | 0 | 0 | 0% | 0% | 0% | 0 | 0 | 0 | 0 | 0 | 0 | 0 | 0 | #DIV/0!
1 | 1 | Commerce Basic >40 KVA (Basic per month)-Dept | 0 | 0 | 0 | 0 | 0 | 60 |  | 0.44791 | 0.08448 |  | 0 |  |  | 0.46761 |  | 0 | 0 | 0 | 0 | 0% | 0% | 0% | 0 | 0 | 0 | 0 | 0 | 0 | 0 | 0 | #DIV/0!
1 | 1 | Net Metering Commercial;Basic Charge <= 20 kVA per month | 0 | 0 | 0 | 0 | 0 | 30
1 | 1 | Net Metering CommercialBasic Charge 21 - 40 kVA per month | 0 | 0 | 0 | 0 | 0 | 40
1 | 1 | Net Metering CommercialBasic Charge 41 - 50 kVA per month | 0 | 0 | 0 | 0 | 0 | 150
1 | 1 | Sports Grounds including maintenance of Floodlighting:- | 0 | 0 | 0 | 0 | 0 | 90 |  |  |  |  | 0 |  |  | 1 |  | 0 | 0 | 0 | 0 | 0% | 0% | 0% | 0 | 0 | 0 | 0 | 0 | 0 | 0 | 0 | #DIV/0!
1 | 1 | Bulk Industrial | 0 | 0 | 0 | 0 | 0 | 0 |  | 0.049461 | 0.026464 | 0.26984 | 0.26984 |  |  | 0.65365 |  | 0 | 0.051986 | 0.072683 | 0.06614 | 0% | 0% | 0% | 0.00058304 | 0.086725 | 0.194 | 0.18212 | 0 | 0 | 0 | 0 | #DIV/0!
1 | 1 | Bulk Industrial-Dept | 0 | 0 | 0 | 0 | 0 | 0 |  | 0.061903 | 0.049682 | 0.50659 | 0.50659 |  |  | 0.38164 |  | 0 | 0.05565 | 0.040046 | 0.035706 | 0% | 0% | 0% | 0.00019136 | 0.071429 | 0.084852 | 0.093954 | 0 | 0 | 0 | 0 | #DIV/0!
1 | 1 | Bulk Industrial mv | 0 | 0 | 0 | 0 | 0 | 0 |  | 0.00099048 | 0.025348 | 0.3262 | 0.3262 |  |  | 0.64745 |  | 0 | 0.048214 | 0.068128 | 0.070234 | 0% | 0% | 0% | 8.9977e-06 | 0.079125 | 0.17624 | 0.20551 | 0 | 0 | 0 | 0 | #DIV/0!
1 | 1 | Net Metering Industrial (for Approved SSEG) | 0 | 0 | 0 | 0 | 0 | 0
1 | 1 | Bulk Time Of Use Tariff: Alternative | 0 | 0 | 0 | 0 | 0 | 0 |  | 0.033418 | 0.049275 | 0.35086 | 0.35086 |  |  | 0.56602 |  | 0 | 0.089164 | 0.082428 | 0.04319 | 0% | 0% | 0% | 0.00042922 | 0.081156 | 0.168 | 0.10208 | 0 | 0 | 0 | 0 | #DIV/0!
1 | 1 | Bulk Time Of Use Tariff: Alternative MV | 0 | 0 | 0 | 0 | 0 | 0 |  | 0.001586 | 0.034033 | 0.30357 | 0.30357 |  |  | 0.66081 |  | 0 | 0.10424 | 0.09626 | 0.050383 | 0% | 0% | 0% | 7.7166e-06 | 0.094784 | 0.1961 | 0.11904 | 0 | 0 | 0 | 0 | #DIV/0!
1 | 1 | Net Metering Time of Use Bulk Consumers (for Approved SSEG) | 0 | 0 | 0 | 0 | 0 | 0 |  |  |  |  | 0 |  |  | 0.10561 |  | 0 | 0 | 0 | 0 | 0% | 0% | 0% | 0.89439 | 0 | 0 | 0 | 0.10561 | 0 | 0 | 0 | #DIV/0!
1 | 1 | Net Metering Commercial;Basic Charge <= 20 kVA per month | 0 | 0 | 0 | 0 | 0 | 0 |  |  |  |  | 0 |  |  | 0.10561 |  | 0 | 0 | 0 | 0 | 0% | 0% | 0% | 0.89439 | 0 | 0 | 0 | 0.10561 | 0 | 0 | 0 | #DIV/0!
1 | 1 | Net Metering CommercialBasic Charge 21 - 40 kVA per month | 0 | 0 | 0 | 0 | 0 | 0 |  |  |  |  | 0 |  |  | 0.10561 |  | 0 | 0 | 0 | 0 | 0% | 0% | 0% | 0.89439 | 0 | 0 | 0 | 0.10561 | 0 | 0 | 0 | #DIV/0!
1 | 1 | Net Metering CommercialBasic Charge 41 - 50 kVA per month | 0 | 0 | 0 | 0 | 0 | 0
1 | 1 | Streetlights - Internal Tariff | 0 | 0 | 0 | 0 | 0 | 0 |  | 0.83826 |  |  | 0 |  |  | 0.16174 |  | 0 | 0 | 0 | 0 | 0% | 0% | 0% | 0 | 0 | 0 | 0 | 0 | 0 | 0 | 0 | #DIV/0!
1 | 1 | Wheeling Charges: | 0 | 0 | 0 | 0 | 0 | 0
1 | 1 | Availability | 0 | 0 | 0 | 0 | 0 | 40 |  | 1 |  |  | 0 |  |  | 0 |  | 0 | 0 | 0 | 0 | 0% | 0% | 0% | 0 | 0 | 0 | 0 | 0 | 0 | 0 | 0 | #DIV/0!
0 | 0 | 0 | 0 | 0 | 0 | 0 | 0 | 0
0 | 0 | 0 | 0 | 0 | 0 | 0 | 0 | 0
0 | 0 | 0 | 0 | 0 | 0 | 0 | 0 | 0
0 | 0 | 0 | 0 | 0 | 0 | 0 | 0 | 0
0 | 0 | 0 | 0 | 0 | 0 | 0 | 0 | 0
0 | 0 | 0 | 0 | 0 | 0 | 0 | 0 | 0
0 | 0 | 0 | 0 | 0 | 0 | 0 | 0 | 0
0 | 0 | 0 | 0 | 0 | 0 | 0 | 0 | 0
0 | 0 | 0 | 0 | 0 | 0 | 0 | 0 | 0
0 | 0 | 0 | 0 | 0 | 0 | 0 | 0 | 0
0 | 0 | 0 | 0 | 0 | 0 | 0 | 0 | 0
0 | 0 | 0 | 0 | 0 | 0 | 0 | 0 | 0
0 | 0 | 0 | 0 | 0 | 0 | 0 | 0 | 0
0 | 0 | 0 | 0 | 0 | 0 | 0 | 0 | 0
0 | 0 | 0 | 0 | 0 | 0 | 0 | 0 | 0
0 | 0 | 0 | 0 | 0 | 0 | 0 | 0 | 0
0 | 0 | 0 | 0 | 0 | 0 | 0 | 0 | 0
0 | 0 | 0 | 0 | 0 | 0 | 0 | 0 | 0
0 | 0 | 0 | 0 | 0 | 0 | 0 | 0 | 0
0 | 0 | 0 | 0 | 0 | 0 | 0 | 0 | 0
0 | 0 | 0 | 0 | 0 | 0 | 0 | 0 | 0
0 | 0 | 0 | 0 | 0 | 0 | 0 | 0 | 0
0 | 0 | 0 | 0 | 0 | 0 | 0 | 0 | 0
0 | 0 | 0 | 0 | 0 | 0 | 0 | 0 | 0
0 | 0 | 0 | 0 | 0 | 0 | 0 | 0 | 0
0 | 0 | 0 | 0 | 0 | 0 | 0 | 0 | 0
0 | 0 | 0 | 0 | 0 | 0 | 0 | 0 | 0
0 | 0 | 0 | 0 | 0 | 0 | 0 | 0 | 0
0 | 0 | 0 | 0 | 0 | 0 | 0 | 0 | 0
0 | 0 | 0 | 0 | 0 | 0 | 0 | 0 | 0
0 | 0 | 0 | 0 | 0 | 0 | 0 | 0 | 0
0 | 0 | 0 | 0 | 0 | 0 | 0 | 0 | 0
0 | 0 | 0 | 0 | 0 | 0 | 0 | 0 | 0
0 | 0 | 0 | 0 | 0 | 0 | 0 | 0 | 0
0 | 0 | 0 | 0 | 0 | 0 | 0 | 0 | 0
0 | 0 | 0 | 0 | 0 | 0 | 0 | 0 | 0
0 | 0 | 0 | 0 | 0 | 0 | 0 | 0 | 0
0 | 0 | 0 | 0 | 0 | 0 | 0 | 0 | 0
0 | 0 | 0 | 0 | 0 | 0 | 0 | 0 | 0
0 | 0 | 0 | 0 | 0 | 0 | 0 | 0 | 0
0 | 0 | 0 | 0 | 0 | 0 | 0 | 0 | 0
0 | 0 | 0 | 0 | 0 | 0 | 0 | 0 | 0
0 | 0 | 0 | 0 | 0 | 0 | 0 | 0 | 0
0 | 0 | 0 | 0 | 0 | 0 | 0 | 0 | 0
0 | 0 | 0 | 0 | 0 | 0 | 0 | 0 | 0
0 | 0 | 0 | 0 | 0 | 0 | 0 | 0 | 0
0 | 0 | 0 | 0 | 0 | 0 | 0 | 0 | 0
0 | 0 | 0 | 0 | 0 | 0 | 0 | 0 | 0
0 | 0 | 0 | 0 | 0 | 0 | 0 | 0 | 0
0 | 0 | 0 | 0 | 0 | 0 | 0 | 0 | 0
0 | 0 | 0 | 0 | 0 | 0 | 0 | 0 | 0
0 |  | Total. | [6 empty] | 0% | 8.349% | 5.155% | 13.65% | 13.65% |  |  | 37.24% |  | 0% | 2.759% | 3.28% | 2.723% | 0% | 0% | 0% | 1.569% | 3.694% | 7.958% | 7.503% | 0.1842% | 0% | 0% | 0% | #DIV/0!
0
0
1 | SWARTLAND |  |  | 2016-06-30 |  |  |  |  | REVENUE ERRORS FROM CHARGES APPLICABLE FOR ALL MONTHS OF THE YEAR | [9 empty] | HIGH SEASON REVENUE ERROR | [6 empty] | LOW SEASON REVENUE ERROR
1 | ACTUAL VS CALC REV ERROR | [7 empty] | Customer service | Basic | Access | Demand | All Energy |  |  |  | Other charges | Block 5 energy | Energy Peak | Energy Standard | Energy Off-Peak | Energy Total | MD (all hours) | MD (P&St) | Reactive energy | Energy Peak | Energy Standard | Energy Off-Peak | Energy Total | MD (all hours) | MD (P&St) | Reactive energy | Total
1 | Nr | TARIFF NAME | TARIFF CODE | Customer category | Sub Category | Tariff Structure Category | Max Voltage | Capacity category | % | % | % | % | % |  |  |  | ? | % | % | % | % | % | % | % | % | % | % | % | % | % | % | % | %
1 | 1 | Pre-paid meter system (Indigent Residential) | 0 | 0 | 0 | 0 | 0 | 20 | [6 empty] | 1 | [17 empty] | 36.89%
1 | 1 | Households Alternative <20 Amp:- | 0 | 0 | 0 | 0 | 0 | 20 | [5 empty] | 1 | 1 | 1 | 1 | [15 empty] | 33.11%
1 | 1 | Pre-paid Meter System (Non-Indigent Residential) | 0 | 0 | 0 | 0 | 0 | 30 |  | 1 | 1 |  |  | 1 | [18 empty] | 22.66%
1 | 1 | Residential Consumers (Houses, Flats & Farms) Network charge per month | 0 | 0 | 0 | 0 | 0 | 40 |  | -0.060792 | 1 |  |  | 1 | 1 | 1 | 1 | [15 empty] | 27.1%
1 | 1 | Residential Consumers (Houses, Flats & Farms) Network charge per month | 0 | 0 | 0 | 0 | 0 | 30
1 | 1 | Net Metering Residential (for Approved SSEG Households) | 0 | 0 | 0 | 0 | 0 | 40 |  | -3.0521 | 1 | [7 empty] | 1 | 1 | 1 |  |  |  | 1 | 1 | 1 | 1 |  |  |  |  | 23.73%
1 | 1 | Commercial Pre-paid:- | 0 | 0 | 0 | 0 | 0 | 30 |  | 1 | 1 |  | 0.1142 | [19 empty] | 20.33%
1 | 1 | Commercial Alternative < 15 AMP:- | 0 | 0 | 0 | 0 | 0 | 20 |  |  |  |  | 0.40549 | [19 empty] | 40.55%
1 | 1 | Commercial Alternative < 15 AMP:-Dept | 0 | 0 | 0 | 0 | 0 | 20 |  |  |  |  | 0.3065 | [19 empty] | 30.65%
1 | 1 | Commerce / Non Standard (per kWh ) | 0 | 0 | 0 | 0 | 0 | 60 |  | 1 | 1 |  | 0.17405 | [19 empty] | 38.94%
1 | 1 | Commerce / Non Standard (per kWh )-Dept | 0 | 0 | 0 | 0 | 0 | 30 |  | 1 | 1 |  | 0.29198 | [19 empty] | 50.24%
1 | 1 | Commerce Basic < 20KVA (Basic per month) | 0 | 0 | 0 | 0 | 0 | 30 |  | -0.10757 | 1 |  | 0.4852 | [19 empty] | 30.43%
1 | 1 | Commerce Basic < 20KVA (Basic per month)-Dept | 0 | 0 | 0 | 0 | 0 | 30 |  | -0.10757 | 1 |  | 0.83302 | [19 empty] | 42.44%
1 | 1 | Commerce Basic 20 to 40 KVA (Basic per month) | 0 | 0 | 0 | 0 | 0 | 80 |  | -0.12254 | 1 |  | 0.53881 | [19 empty] | 45.28%
1 | 1 | Commerce Basic 20 to 40 KVA (Basic per month)-Dept | 0 | 0 | 0 | 0 | 0 | 60 |  | -0.12254 | 1 |  | 0.65187 | [19 empty] | 43.69%
1 | 1 | Commerce Basic >40 KVA (Basic per month) | 0 | 0 | 0 | 0 | 0 | 150 |  | -0.14472 | 1 |  | 0.29623 | [19 empty] | 27.42%
1 | 1 | Commerce Basic >40 KVA (Basic per month)-Dept | 0 | 0 | 0 | 0 | 0 | 60 |  | -0.14472 | 1 |  | 0.96798 | [19 empty] | 47.23%
1 | 1 | Net Metering Commercial;Basic Charge <= 20 kVA per month | 0 | 0 | 0 | 0 | 0 | 30
1 | 1 | Net Metering CommercialBasic Charge 21 - 40 kVA per month | 0 | 0 | 0 | 0 | 0 | 40
1 | 1 | Net Metering CommercialBasic Charge 41 - 50 kVA per month | 0 | 0 | 0 | 0 | 0 | 150
1 | 1 | Sports Grounds including maintenance of Floodlighting:- | 0 | 0 | 0 | 0 | 0 | 90 |  |  |  |  | -2720.0455 | [19 empty] | -272005%
1 | 1 | Bulk Industrial | 0 | 0 | 0 | 0 | 0 | 0 |  | -0.057304 | 1 | -2.1833 | [6 empty] | 1 | 1 | 1 |  |  |  | 1 | 1 | 1 | 1 |  |  |  |  | -65.78%
1 | 1 | Bulk Industrial-Dept | 0 | 0 | 0 | 0 | 0 | 0 |  | -0.057304 | 1 | 0.089617 | [6 empty] | 1 | 1 | 1 |  |  |  | 1 | 1 | 1 | 1 |  |  |  |  | 18.83%
1 | 1 | Bulk Industrial mv | 0 | 0 | 0 | 0 | 0 | 0 |  | -0.02561 | 1 | 0.67301 | [6 empty] | 1 | 1 | 1 |  |  |  | 1 | 1 | 1 | 1 |  |  |  |  | 64.52%
1 | 1 | Net Metering Industrial (for Approved SSEG) | 0 | 0 | 0 | 0 | 0 | 0
1 | 1 | Bulk Time Of Use Tariff: Alternative | 0 | 0 | 0 | 0 | 0 | 0 |  | 0.42333 | 1 | -0.0057731 | [6 empty] | -0.50767 | -0.3924 | -0.27536 |  |  |  | 1 | -0.43746 | -0.37397 | -0.27056 |  |  |  |  | -15.36%
1 | 1 | Bulk Time Of Use Tariff: Alternative MV | 0 | 0 | 0 | 0 | 0 | 0 |  | 0.60651 | 1 | -0.03087 | [6 empty] | 0.48355 | 0.52254 | 0.5622 |  |  |  | 1 | 0.50713 | 0.52864 | 0.56371 |  |  |  |  | 37.35%
1 | 1 | Net Metering Time of Use Bulk Consumers (for Approved SSEG) | 0 | 0 | 0 | 0 | 0 | 0 | [16 empty] | 1 |  |  |  | 1 |  |  |  | 100%
1 | 1 | Net Metering Commercial;Basic Charge <= 20 kVA per month | 0 | 0 | 0 | 0 | 0 | 0 | [16 empty] | 1 |  |  |  | 1 |  |  |  | 100%
1 | 1 | Net Metering CommercialBasic Charge 21 - 40 kVA per month | 0 | 0 | 0 | 0 | 0 | 0 | [16 empty] | 1 |  |  |  | 1 |  |  |  | 100%
1 | 1 | Net Metering CommercialBasic Charge 41 - 50 kVA per month | 0 | 0 | 0 | 0 | 0 | 0
1 | 1 | Streetlights - Internal Tariff | 0 | 0 | 0 | 0 | 0 | 0 |  | 1 |  |  | -0.84608 | [19 empty] | 70.14%
1 | 1 | Wheeling Charges: | 0 | 0 | 0 | 0 | 0 | 0
1 | 1 | Availability | 0 | 0 | 0 | 0 | 0 | 40 |  | 0.19003 | [22 empty] | 19%
0 | 0 | 0 | 0 | 0 | 0 | 0 | 0 | 0
0 | 0 | 0 | 0 | 0 | 0 | 0 | 0 | 0
0 | 0 | 0 | 0 | 0 | 0 | 0 | 0 | 0
0 | 0 | 0 | 0 | 0 | 0 | 0 | 0 | 0
0 | 0 | 0 | 0 | 0 | 0 | 0 | 0 | 0
0 | 0 | 0 | 0 | 0 | 0 | 0 | 0 | 0
0 | 0 | 0 | 0 | 0 | 0 | 0 | 0 | 0
0 | 0 | 0 | 0 | 0 | 0 | 0 | 0 | 0
0 | 0 | 0 | 0 | 0 | 0 | 0 | 0 | 0
0 | 0 | 0 | 0 | 0 | 0 | 0 | 0 | 0
0 | 0 | 0 | 0 | 0 | 0 | 0 | 0 | 0
0 | 0 | 0 | 0 | 0 | 0 | 0 | 0 | 0
0 | 0 | 0 | 0 | 0 | 0 | 0 | 0 | 0
0 | 0 | 0 | 0 | 0 | 0 | 0 | 0 | 0
0 | 0 | 0 | 0 | 0 | 0 | 0 | 0 | 0
0 | 0 | 0 | 0 | 0 | 0 | 0 | 0 | 0
0 | 0 | 0 | 0 | 0 | 0 | 0 | 0 | 0
0 | 0 | 0 | 0 | 0 | 0 | 0 | 0 | 0
0 | 0 | 0 | 0 | 0 | 0 | 0 | 0 | 0
0 | 0 | 0 | 0 | 0 | 0 | 0 | 0 | 0
0 | 0 | 0 | 0 | 0 | 0 | 0 | 0 | 0
0 | 0 | 0 | 0 | 0 | 0 | 0 | 0 | 0
0 | 0 | 0 | 0 | 0 | 0 | 0 | 0 | 0
0 | 0 | 0 | 0 | 0 | 0 | 0 | 0 | 0
0 | 0 | 0 | 0 | 0 | 0 | 0 | 0 | 0
0 | 0 | 0 | 0 | 0 | 0 | 0 | 0 | 0
0 | 0 | 0 | 0 | 0 | 0 | 0 | 0 | 0
0 | 0 | 0 | 0 | 0 | 0 | 0 | 0 | 0
0 | 0 | 0 | 0 | 0 | 0 | 0 | 0 | 0
0 | 0 | 0 | 0 | 0 | 0 | 0 | 0 | 0
0 | 0 | 0 | 0 | 0 | 0 | 0 | 0 | 0
0 | 0 | 0 | 0 | 0 | 0 | 0 | 0 | 0
0 | 0 | 0 | 0 | 0 | 0 | 0 | 0 | 0
0 | 0 | 0 | 0 | 0 | 0 | 0 | 0 | 0
0 | 0 | 0 | 0 | 0 | 0 | 0 | 0 | 0
0 | 0 | 0 | 0 | 0 | 0 | 0 | 0 | 0
0 | 0 | 0 | 0 | 0 | 0 | 0 | 0 | 0
0 | 0 | 0 | 0 | 0 | 0 | 0 | 0 | 0
0 | 0 | 0 | 0 | 0 | 0 | 0 | 0 | 0
0 | 0 | 0 | 0 | 0 | 0 | 0 | 0 | 0
0 | 0 | 0 | 0 | 0 | 0 | 0 | 0 | 0
0 | 0 | 0 | 0 | 0 | 0 | 0 | 0 | 0
0 | 0 | 0 | 0 | 0 | 0 | 0 | 0 | 0
0 | 0 | 0 | 0 | 0 | 0 | 0 | 0 | 0
0 | 0 | 0 | 0 | 0 | 0 | 0 | 0 | 0
0 | 0 | 0 | 0 | 0 | 0 | 0 | 0 | 0
0 | 0 | 0 | 0 | 0 | 0 | 0 | 0 | 0
0 | 0 | 0 | 0 | 0 | 0 | 0 | 0 | 0
0 | 0 | 0 | 0 | 0 | 0 | 0 | 0 | 0
0 | 0 | 0 | 0 | 0 | 0 | 0 | 0 | 0
0 | 0 | 0 | 0 | 0 | 0 | 0 | 0 | 0
0 |  | Total. | [7 empty] | 14.8% | 100% | -25.83% | -419.1% | 100% | 100% | 100% | 1 |  | 71.19% | 79.31% | 88.04% |  |  |  | 100% | 81.32% | 82.85% | 89.78% | 100% |  |  |  | 23.66%
0
[11 empty] | 1029422 | [5 empty] | 2.9743
[11 empty] | 13588370.4 | [5 empty] | 2.7122
[11 empty] | 4893626.9556 | 305.8517
Cover
Cover

## ScheduleNew
Swartland Municipality
| ELECTRICITY: TARIFF CHARGES TRADING SERVICES (Excluding VAT) | 2022/2023 | 2023/2024 | Proposed for 2024/2025 | COS 2023/2024 | Cost based phase in with increase 2024/2025 | % Tariff Increase
|  |  |  | 12.81% |  | 12.81%
7 | Pre-paid meter system (Indigent Residential)
7 | (0-50) kWh/month : R/kWh | 1.2398 | 1.469 | 1.6572 | 1.9267 | 2.141 | 45.75%
7 | (51-350) kWh/month : R/kWh | 1.6261 | 1.9267 | 2.1736 | 1.9267 | 2.141 | 11.12%
7 | (351-600) kWh/month : R/kWh | 2.3183 | 2.7469 | 3.0988 | 2.7469 | 3.0524 | 11.12%
7 | (>600) kWh/month : R/kWh | 2.7861 | 3.3013 | 3.7242 | 3.3013 | 3.6684 | 11.12%
12 | Pre-paid Meter System (Non-Indigent Residential)
12 | Basic charge: R/connection/month |  |  |  | 67.0872 | 24.8491 | New
12 | Capacity charge: R/Amp/phase/month |  |  |  | 6.7573 | 2.5029 | New
12 | (0-350) kWh/month : R/kWh | 2.5371 | 3.0062 | 3.3913 | 2.0174 | 2.9743 | -1.063%
12 | (>350) kWh/month : R/kWh | 2.7626 | 3.2734 | 3.6927 | 2.0174 | 3.2711 | -0.06893%
1 | Residential Consumers (Houses, Flats & Farms) Non Indigent: > 20 Amp single phase
1 | Basic charge: R/connection/month | 268.11 | 317.6835 | 358.3788 | 67.0872 | 260.1891 | -18.1%
1 | Capacity charge: R/Amp/phase/month |  |  |  | 6.7573 | 2.5029 | New
1 | (0-50) kWh/month : R/kWh | 1.3523 | 1.6024 | 1.8076 | 2.0174 | 1.9343 | 20.71%
1 | (51-350) kWh/month : R/kWh | 1.7388 | 2.0603 | 2.3242 | 2.0174 | 2.2735 | 10.35%
1 | (351-600) kWh/month : R/kWh | 2.4471 | 2.8996 | 3.271 | 2.0174 | 2.8953 | -0.1491%
1 | (>600) kWh/month : R/kWh | 2.8818 | 3.4147 | 3.8521 | 2.0174 | 3.2768 | -4.036%
5 | Households Alternative <=20 Amp:-
5 | (0-50) kWh/month : R/kWh | 1.2398 | 1.469 | 1.6572 | 1.9267 | 2.141 | 45.75%
5 | (51-350) kWh/month : R/kWh | 1.6261 | 1.9267 | 2.1736 | 1.9267 | 2.141 | 11.12%
5 | (351-600) kWh/month : R/kWh | 2.3183 | 2.7469 | 3.0988 | 2.7469 | 3.0524 | 11.12%
5 | (>600) kWh/month : R/kWh | 2.7861 | 3.3013 | 3.7242 | 3.3013 | 3.6684 | 11.12%
4 | Commercial Alternative < 15 AMP:-
4 | Per kWh: 20 Amp single phase | 3.0107 | 3.5674 | 4.0244 | 4.0875 | 4.1567 | 16.52%
8 | Commercial Pre-paid: 20 Amp single phase
8 | Single Phase Per kWh | 3.0107 | 3.5674 | 4.0244 | 4.0875 | 4.1567 | 16.52%
8 | Three Phase Per kWh | 3.0107 | 3.5674 | 4.0244 | 4.0875 | 4.1567 | 16.52%
2 | Commercial: Non-Standard >20 Amp single phase
2 | Basic charge: R/connection/month |  |  |  | 95.1712 | 35.2514 | New
2 | Capacity charge: R/Amp/phase/month | 12.5857 | 14.9128 | 16.8232 | 12.4946 | 15.6754 | 5.114%
2 | Energy charge: R/kWh | 2.2561 | 2.6733 | 3.0157 | 2.15 | 2.7767 | 3.87%
2 | Commercial: >20 Amp single phase
2 | Basic charge: R/POS/month < 20KVA | 681.94 | 808.0307 | 911.5394 | 95.1712 | 633.8406 | -21.56%
2 | Basic charge: R/POS/month 20 to 40 KVA | 896.99 | 1062.8435 | 1198.9937 | 95.1712 | 633.8406 | -40.36%
2 | Basic charge: R/POS/month >40 KVA | 1637.09 | 1939.7879 | 2188.2748 | 95.1712 | 822.6059 | -57.59%
2 | Capacity charge: R/Amp/phase/month |  |  |  | 12.4946 | 4.628 | New
2 | Energy charge: R/kWh | 2.2561 | 2.6733 | 3.0157 | 2.15 | 2.7767 | 3.87%
9 | Sports Grounds including maintenance of Floodlighting:-
9 | Per kWh | 4.4637 | 5.289 | 5.9665 | 5.289 | 3.9181 | -25.92%
6 | Streetlights - Internal Tariff
6 | Maintenance charge (municipality undertakes maintenance) R/light/month | 1.4272 | 1.691 | 1.9077 | 3.8378 | 3.8378 | 127%
6 | Energy charge (municipality supplies power from its network) R/kWh |  |  |  | 44.4279 | 49.3683 | New
10B | Small consumer: <50 kVA / SSEG Time Of Use: LV
10B | Time Of Use Tariff for Bulk Consumers: Basic cost per month |  |  |  | 81.1292 | 91.5219 | New
10B | Capacity charge per Amp/phase |  |  |  | 9.6259 | 10.859 | New
10B | Low Demand Season
10B | Peak: R/kWh |  |  |  | 2.6237 | 2.9155 | New
10B | Standard: R/kWh |  |  |  | 1.8654 | 2.0728 | New
10B | Off peak: R/kWh |  |  |  | 1.2528 | 1.3922 | New
10B | High Demand season
10B | Peak: R/kWh |  |  |  | 7.6496 | 8.5002 | New
10B | Standard: R/kWh |  |  |  | 2.4502 | 2.7227 | New
10B | Off peak: R/kWh |  |  |  | 1.4182 | 1.5758 | New
3 | Bulk Industrial: Previously Maximum Demand, now TOU at LV
3 | Basic charge: R/connection/month | 1853.429 | 2196.128 | 2477.452 | 479.7919 | 1804.6066 | -17.83%
3 | Access charge: R/kVA/month (highest / notified demand. |  |  |  | 64.6182 | 23.9346 | New
3 | Maximum Demand: R/kVA/month (Peak & Standard) | 356.5725 | 422.5028 | 476.6254 | 77.4327 | 341.6711 | -19.13%
3 | Active Energy: R/kWh | 0.88107 | 1.044 | 1.1777 |  |  | TOU
3 | Low Demand Season
3 | Peak: R/kWh | 0.88107 | 1.044 | 1.1777 | 2.5277 | 1.7097 | 63.76%
3 | Standard: R/kWh | 0.88107 | 1.044 | 1.1777 | 1.9349 | 1.4901 | 42.73%
3 | Off peak: R/kWh | 0.88107 | 1.044 | 1.1777 | 1.456 | 1.3127 | 25.74%
3 | High Demand season
3 | Peak: R/kWh | 0.88107 | 1.044 | 1.1777 | 6.4568 | 3.165 | 203.2%
3 | Standard: R/kWh | 0.88107 | 1.044 | 1.1777 | 2.3921 | 1.6594 | 58.95%
3 | Off peak: R/kWh | 0.88107 | 1.044 | 1.1777 | 1.5852 | 1.3605 | 30.32%
3 | Reactive Energy: R/kvarh (Excess to 85% PF in P& Standard) |  |  |  | 0.26444 | 0.097948 | New
10 | Bulk Time Of Use Tariff: Bulk LV
10 | Time Of Use Tariff for Bulk Consumers: Fixed/Basic cost per month | 1853.429 | 2196.128 | 2477.452 | 479.7919 | 1804.6066 | -17.83%
10 | Capacity charge per kVA notified |  |  |  | 64.6182 | 23.9346 | New
10 | Maximum Demand per KVA per month | 239.1461 | 283.3642 | 319.6632 | 77.4327 | 238.5973 | -15.8%
10 | Low Demand Season
10 | Peak: R/kWh | 1.5276 | 1.8101 | 2.042 | 2.5277 | 2.2772 | 25.8%
10 | Standard: R/kWh | 1.0513 | 1.2457 | 1.4053 | 1.9349 | 1.6395 | 31.61%
10 | Off peak: R/kWh | 0.66679 | 0.79007 | 0.89128 | 1.456 | 1.1246 | 42.34%
10 | High Demand season
10 | Peak: R/kWh | 4.6834 | 5.5494 | 6.2602 | 6.4568 | 6.5026 | 17.18%
10 | Standard: R/kWh | 1.4187 | 1.6811 | 1.8964 | 2.3921 | 2.1314 | 26.79%
10 | Off peak: R/kWh | 0.77027 | 0.91269 | 1.0296 | 1.5852 | 1.2633 | 38.41%
10 | Reactive Energy: R/kvarh (Excess to 85% PF in P& Standard) |  |  |  | 0.26444 | 0.097948 | New
10A | Bulk Time Of Use Tariff: Bulk MV
10A | Time Of Use Tariff for Bulk Consumers: Fixed/Basic cost per month | 1853.429 | 2196.128 | 2477.452 | 630.3514 | 1860.3738 | -15.29%
10A | Capacity charge per kVA notified |  |  |  | 50.3284 | 18.6416 | New
10A | Maximum Demand per KVA per month | 239.1461 | 283.3642 | 319.6632 | 61.7504 | 232.7886 | -17.85%
10A | Low Demand Season
10A | Peak: R/kWh | 1.5276 | 1.8101 | 2.042 | 2.4729 | 2.2569 | 24.68%
10A | Standard: R/kWh | 1.0513 | 1.2457 | 1.4053 | 1.8929 | 1.624 | 30.36%
10A | Off peak: R/kWh | 0.66679 | 0.79007 | 0.89128 | 1.4244 | 1.1129 | 40.86%
10A | High Demand season
10A | Peak: R/kWh | 4.6834 | 5.5494 | 6.2602 | 6.3169 | 6.4507 | 16.24%
10A | Standard: R/kWh | 1.4187 | 1.6811 | 1.8964 | 2.3402 | 2.1121 | 25.64%
10A | Off peak: R/kWh | 0.77027 | 0.91269 | 1.0296 | 1.5509 | 1.2506 | 37.02%
10 | Reactive Energy: R/kvarh (Excess to 85% PF in P& Standard) |  |  |  | 0.26444 | 0.097948 | New
17 | SSEG export (customer on standard TOU tariff)
17 | Addisional Admin Charge per Month (to Off-Taker) |  |  |  | 100 | 112.81 | New
17 | Export credit (if not on TOU) | -1.247 | -0.7715 | -0.86948 |  | -0.86963 | 12.72%
17 | Low Demand Season
17 | Peak: R/kWh | -1.247 | -0.7715 | -0.86948 | -1.3549 | -1.5272 | 97.95%
17 | Standard: R/kWh | -1.247 | -0.7715 | -0.86948 | -0.96328 | -1.0858 | 40.74%
17 | Off peak: R/kWh | -1.247 | -0.7715 | -0.86948 | -0.64696 | -0.72925 | -5.476%
17 | High Demand season
17 | Peak: R/kWh | -1.247 | -0.7715 | -0.86948 | -3.9502 | -4.4526 | 477.1%
17 | Standard: R/kWh | -1.247 | -0.7715 | -0.86948 | -1.2653 | -1.4262 | 84.86%
17 | Off peak: R/kWh | -1.247 | -0.7715 | -0.86948 | -0.73232 | -0.82547 | 6.996%
11 | Net Metering: Households Non-Indigent
11 | Net Metering: Households Non-Indigent Basic per month | 268.11 | 317.6835 | 358.3788 | Std tariff | Std tariff
11 | Import Energy kWh (supplied by municipality) 1 < 600 kWh | 2.0475 | 2.426 | 2.7368 | Std tariff | Std tariff
11 | Import Energy kWh (supplied by municipality) 2 > 600 kWh | 2.8818 | 3.4147 | 3.8521 | Std tariff | Std tariff
11 | Export Energy kWh (supplied to municipality-max/month <= import kWh) | 1.0846 | 0.7715 | 0.87032 | Std tariff | Std tariff
13 | Net Metering Industrial (for Approved SSEG) | New Tariff
13 | Monthly Basic Charge 1 |  | 30 | 33.843 | Std tariff | Std tariff
13 | Monthly Basic charge 2 |  | 2196.128 | 2477.452 | Std tariff | Std tariff
13 | Maximum Demand Charge per kVA/month |  | 422.5028 | 476.6254 | Std tariff | Std tariff
13 | Import Energy kWh (Supplied by the Municipality) |  | 1.044 | 1.1777 | Std tariff | Std tariff
13 | Export Energy kWh (Supplied to the Municipality: Max/month <= Import kWh) |  | -0.7715 | -0.86947 | Std tariff | Std tariff
14 | Net Metering Commercial (for Approved SSEG) | New Tariff
14 | Monthly Baisc Charge 1 (Applicable to all Categories) |  | 30 | 33.843 | Std tariff | Std tariff
14 | Net Metering Commercial;Basic Charge <= 20 kVA per month |  | 808.0307 | 911.5394 | Std tariff | Std tariff
14 | Net Metering CommercialBasic Charge 21 - 40 kVA per month |  | 1062.8435 | 1198.9937 | Std tariff | Std tariff
14 | Net Metering CommercialBasic Charge 41 - 50 kVA per month |  | 1939.7879 | 2188.2748 | Std tariff | Std tariff
14 | Net Metering CommercialImport Energy kWh (Supplied by the Municiality) |  | 2.6733 | 3.0157 | Std tariff | Std tariff
14 | Net Metering CommercialExport Energy kWh (Supplied to Municipality: Max/month <= Import kWh) |  | -0.7715 | -0.86947 | Std tariff | Std tariff
15 | Net Metering Time of Use Bulk Consumers (for Approved SSEG) | New Tariff
15 | Monthly Basic Charge 1 |  | 30 | 33.843 | Std tariff | Std tariff
15 | Fixed Charge per month |  | 2196.128 | 2477.452 | Std tariff | Std tariff
15 | Maximum Demand per KVA per month |  | 283.3642 | 319.6632 | Std tariff | Std tariff
15 | Low Season (Sept - May) Peak period per kWh |  | 1.8101 | 2.042 | Std tariff | Std tariff
15 | Low Season (Sept - May) Standard period per kWh |  | 1.2457 | 1.4053 | Std tariff | Std tariff
15 | Low Season (Sept - May) Off-peak period per kWh |  | 0.79007 | 0.89128 | Std tariff | Std tariff
15 | High Season (Jun - Aug) Peak period per kWh |  | 5.5494 | 6.2602 | Std tariff | Std tariff
15 | High Season (Jun - Aug) Standard Period per kWh |  | 1.6811 | 1.8964 | Std tariff | Std tariff
15 | High Season (Jun - Aug) Off-peak Period per kWh |  | 0.91269 | 1.0296 | Std tariff | Std tariff
15 | EXPORT Energy kWh (Supplied to Municipality: max/month <= Iimport kWh) |  | -0.7715 | -0.86947 | Std tariff | Std tariff
16 | Wheeling Charges: Generator with a Wheeling Agreement with an Off-Taker (both the Generator and Off-taker in the Municipal network and Generator feeding in at 11 kV on Time of Use Only) | New Tariff
16 | Addisional Admin Charge per Month (to Off-Taker) |  | 500 | 564.05 | 100 | 112.81 | -77.44%
16 | Time Of Use Tariff for Bulk Consumers: Fixed/Basic cost per month |  |  |  | 479.7919
16 | Network Charge per Month (to Generator) (only for import power) |  | 2196.128 | 2477.452 | 50.3284 |  | Refer Tariff 10
16 | Maximum Demand Charge: per kVA per month (to Generator) (Only for import Power) |  | 283.3642 | 319.6632 | 61.7504 |  | Refer Tariff 10
16 | Credit to Off-Taker (Must be on Tariff 10): Eskom Megaflex Rate - Losses (Losses at 6.50%) |  | Eskom Megaflex - Losses |  | Eskom Megaflex - Losses |  | New
18 | Availability charges. (serviced stands not connected)
18 | Monthly Charge |  | 200 | 225.62 | 266.6344 | 246.9214 | 23.46%

## Schedule
Swartland Municipality
| ELECTRICITY: TARIFF CHARGES TRADING SERVICES (Excluding VAT) | 2022/2023 | 2023/2024 | % Tariff Increase
1 | Households and Farming Consumers Non Indigent:
1 | Residential Consumers (Houses, Flats & Farms) Network charge per month | 268.11 | 317.6835 | 18.49%
1 | (0-50) kWh | 1.3523 | 1.6024 | 18.49%
1 | (51-350) kWh | 1.7388 | 2.0603 | 18.49%
1 | (351-600) kWh | 2.4471 | 2.8996 | 18.49%
1 | (>600) kWh | 2.8818 | 3.4147 | 18.49%
2 | Commercial :-
2 | Commercial / Non Standard Basic per Ampere per month | 12.5857 | 14.9128 | 18.49%
2 | Commerce / Non Standard (per kWh ) | 2.2561 | 2.6733 | 18.49%
2 | Commerce Basic < 20KVA (Basic per month) | 681.94 | 808.0307 | 18.49%
2 | Commerce Basic 20 to 40 KVA (Basic per month) | 896.99 | 1062.8435 | 18.49%
2 | Commerce Basic >40 KVA (Basic per month) | 1637.09 | 1939.7879 | 18.49%
2 | Commerce Basic < 20KVA (per kWh) | 2.2561 | 2.6733 | 18.49%
2 | Commerce Basic 20 to 40 KVA (per kWh) | 2.2561 | 2.6733 | 18.49%
2 | Commerce Basic >40 KVA (per kWh) | 2.2561 | 2.6733 | 18.49%
3 | Bulk Industrial
3 | Maximum Demand Supply for Bulk Consumers: Network charge per month | 1853.429 | 2196.128 | 18.49%
3 | Plus: Active Energy - kWh | 0.88107 | 1.044 | 18.49%
3 | Bulk Consumers - Maximum Demand per KVA per month | 356.5725 | 422.5028 | 18.49%
4 | Commercial Alternative < 15 AMP:-
4 | Per kWh | 3.0107 | 3.5674 | 18.49%
5 | Households Alternative <20 Amp:-
5 | (0-50) kWh | 1.2398 | 1.469 | 18.49%
5 | (51-350) kWh | 1.6261 | 1.9267 | 18.49%
5 | (351-600) kWh | 2.3183 | 2.7469 | 18.49%
5 | (>600) kWh | 2.7861 | 3.3013 | 18.49%
6 | Streetlights - Internal Tariff
6 | Street Lights per kWh | 1.4272 | 1.691 | 18.49%
7 | Pre-paid meter system (Indigent Residential)
7 | (0-50) kWh | 1.2398 | 1.469 | 18.49%
7 | (51-350) kWh | 1.6261 | 1.9267 | 18.49%
7 | (351-600) kWh | 2.3183 | 2.7469 | 18.49%
7 | (>600) kW) | 2.7861 | 3.3013 | 18.49%
8 | Commercial Pre-paid:-
8 | Single Phase Per kWh | 3.0107 | 3.5674 | 18.49%
8 | Three Phase Per kWh | 3.0107 | 3.5674 | 18.49%
9 | Sports Grounds including maintenance of Floodlighting:-
9 | Per kWh | 4.4637 | 5.289 | 18.49%
10 | Bulk Time Of Use Tariff: Alternative
10 | Time Of Use Tariff for Bulk Consumers: Fixed/Basic cost per month | 1853.429 | 2196.128 | 18.49%
10 | TOU Low Consumption season
10 | Peak (kWh) | 1.5276 | 1.8101 | 18.49%
10 | Standard (kWh) | 1.0513 | 1.2457 | 18.49%
10 | Off peak (kWh) | 0.66679 | 0.79007 | 18.49%
10 | TOU High Consumption season
10 | Peak (kWh) | 4.6834 | 5.5494 | 18.49%
10 | Standard (kWh) | 1.4187 | 1.6811 | 18.49%
10 | Off peak (kWh) | 0.77027 | 0.91269 | 18.49%
10 | Maximum Demand per KVA per month | 239.1461 | 283.3642 | 18.49%
11 | Net Metering Residential (for Approved SSEG Households)
11 | Monthly Basic Charge 1 |  | 30 | New
11 | Net Metering: Households Non-Indigent Basic per month | 268.11 | 317.6835 | 18.49%
11 | Import Energy kWh (supplied by municipality) 1 < 600 kWh | 2.0475 | 2.426 | 18.49%
11 | Import Energy kWh (supplied by municipality) 2 > 600 kWh | 2.8818 | 3.4147 | 18.49%
11 | Export Energy kWh (supplied to municipality-max/month <= import kWh) | 1.0846 | 0.7715 | -28.87%
12 | Pre-paid Meter System (Non-Indigent Residential)
12 | (0-350) kWh | 2.5371 | 3.0062 | 18.49%
12 | (>350) kWh | 2.7626 | 3.2734 | 18.49%
13 | Net Metering Industrial (for Approved SSEG) | New Tariff
13 | Monthly Basic Charge 1 |  | 30 | New
13 | Monthly Basic charge 2 |  | 2196.128 | Refer Tariff 3
13 | Maximum Demand Charge per kVA/month |  | 422.5028 | Refer Tariff 3
13 | Import Energy kWh (Supplied by the Municipality) |  | 1.044 | Refer Tariff 3
13 | Export Energy kWh (Supplied to the Municipality: Max/month <= Import kWh) |  | 0.7715 | New
14 | Net Metering Commercial (for Approved SSEG) | New Tariff
14 | Monthly Baisc Charge 1 (Applicable to all Categories) |  | 30 | New
14 | Net Metering Commercial;Basic Charge <= 20 kVA per month |  | 808.0307 | Refer Tariff 2
14 | Net Metering CommercialBasic Charge 21 - 40 kVA per month |  | 1062.8435 | Refer Tariff 2
14 | Net Metering CommercialBasic Charge 41 - 50 kVA per month |  | 1939.7879 | Refer Tariff 2
14 | Net Metering CommercialImport Energy kWh (Supplied by the Municiality) |  | 2.6733 | Refer Tariff 2
14 | Net Metering CommercialExport Energy kWh (Supplied to Municipality: Max/month <= Import kWh) |  | 0.7715 | New
15 | Net Metering Time of Use Bulk Consumers (for Approved SSEG) | New Tariff
15 | Monthly Basic Charge 1 |  | 30 | New
15 | Fixed Charge per month |  | 2196.128 | Refer Tariff 10
15 | Maximum Demand per KVA per month |  | 283.3642 | Refer Tariff 10
15 | Low Season (Sept - May) Peak period per kWh |  | 1.8101 | Refer Tariff 10
15 | Low Season (Sept - May) Standard period per kWh |  | 1.2457 | Refer Tariff 10
15 | Low Season (Sept - May) Off-peak period per kWh |  | 0.79007 | Refer Tariff 10
15 | High Season (Jun - Aug) Peak period per kWh |  | 5.5494 | Refer Tariff 10
15 | High Season (Jun - Aug) Standard Period per kWh |  | 1.6811 | Refer Tariff 10
15 | High Season (Jun - Aug) Off-peak Period per kWh |  | 0.91269 | Refer Tariff 10
15 | EXPORT Energy kWh (Supplied to Municipality: max/month <= Iimport kWh) |  | 0.7715 | New
16 | Wheeling Charges: Generator with a Wheeling Agreement with an Off-Taker (both the Generator and Off-taker in the Municipal network and Generator feeding in at 11 kV on Time of Use Only) | New Tariff
16 | Admin Charge per Month (to Off-Taker) |  | 500 | New
16 | Network Charge per Month (to Generator) |  | 2196.128 | Refer Tariff 10
16 | Maximum Demand Charge: per kVA per month (to Generator) |  | 283.3642 | Refer Tariff 10
16 | Credit to Off-Taker (Must be on Tariff 10): Eskom Megaflex Rate - Losses (Losses at 6.50%) |  | Eskom Megaflex - Losses | New

## DomImp
DOMESTIC TARIFF IMPACT:
RESTRUCTURED WITHOUT PRICE INCREASE AND PHASE IN |  | Basic | Capacity | Energy
Existing Tariff | Capacity | Per month | Per A (installed) | Block 1 rate | Block 1 size | Block 2 rate | Block 2 size | Block 3 rate | Block 3 size | Block 4 rate | Block 4 size | Rest rate
2023/2024 | Amps | R/m | R/A/m | c/kWh | kWh/m | c/kWh | kWh/m | c/kWh | kWh/m | c/kWh | kWh/m | c/kWh | Customers | kWh/m | Tariff
Pre-paid meter system (Indigent Residential) | 20 | 0 | 0 | 1.469 | 50 | 1.9267 | 350 | 2.7469 | 600 | 3.3013 | 100000 |  | 6224 | 250.6079 | Pre-paid meter system (Indigent Residential)
Pre-paid Meter System (Non-Indigent Residential) | 30 | 0 | 0 | 3.0062 | 50 | 3.0062 | 350 | 3.2734 | 600 | 3.2734 | 100000 |  | 360 | 339.8799 | Households Alternative <20 Amp:-
Households Alternative <=20 Amp:- | 40 | 0 | 0 | 1.6024 | 50 | 1.6024 | 350 | 2.0603 | 600 | 2.0603 | 100000 |  | 6976 | 253.9924 | Pre-paid Meter System (Non-Indigent Residential)
Residential Consumers (Houses, Flats & Farms) Non Indigent: > 20 Amp single phase | 40 | 317.6835 | 0 | 1.6024 | 50 | 2.0603 | 350 | 2.8996 | 600 | 3.4147 | 100000 |  | 5561 | 405.0681 | Residential Consumers (Houses, Flats & Farms) Network charge per month
[13 empty] | 19121 | 298.4454 | Total
Proposed
Pre-paid meter system (Indigent Residential) | 20 |  |  | 0 | 50 | 2.141 | 250 | 3.0524 | 600 | 3.6684 | 100000
Households Alternative <=20 Amp:- | 20 |  |  | 1.9267 | 50 | 1.9267 | 250 | 2.7469 | 600 | 3.3013 | 100000
Res 1 ph > 20 Amps | 30 | 67.0872 | 6.7573 | 2.0174 | 100000
Res 1 ph > 20 Amps | 40 | 67.0872 | 6.7573 | 2.0174 | 100000
Res 1 ph > 20 Amps | 50 | 67.0872 | 6.7573 | 2.0174 | 100000
Res 1 ph > 20 Amps | 60 | 67.0872 | 6.7573 | 2.0174 | 100000
Res 1 ph > 20 Amps | 120 | 67.0872 | 6.7573 | 2.0174 | 100000
[12 empty] | new | new
IMPACT: TOTAL IMPACT EXCLUDING PRICE INCREASE |  | kWh/m | 100
Amps | Exis | 0 | 50 | 100 | 200 | 300 | 400 | 500 | 600 | 700 | 800 | 900 | 1000 | 1100 | 1200 | 1300 | 1400 | 1500 | 1600 | 1700 | 1800 | 1900 | 2000 | 2100 | 2200 | 2300 | 2400 | 2500 | 2600 | 2700 | 2800 | 2900 | 3000 | 3100 | 3200 | 3300 | 3400 | 3500 | 3600 | 3700 | 3800 | 3900 | 4000 | 4100 | 4200 | 4300 | 4400 | 4500 | 4600 | 4700 | 4800 | 4900 | 5000 | 5100 | 5200 | 5300 | 5400 | 5500 | 5600 | 5700 | 5800 | 5900 | 6000 | 6100 | 6200 | 6300 | 6400 | 6500 | 6600 | 6700 | 6800 | 6900 | 7000 | 7100 | 7200 | 7300 | 7400 | 7500 | 7600 | 7700 | 7800 | 7900 | 8000 | 8100 | 8200 | 8300 | 8400 | 8500 | 8600 | 8700 | 8800 | 8900 | 9000 | 9100 | 9200 | 9300 | 9400 | 9500 | 9600 | 9700 | 9800 | 9900 | 10000 | 10100 | 10200 | 10300 | 10400 | 10500 | 10600 | 10700 | 10800 | 10900 | 11000 | 11100 | 11200 | 11300 | 11400 | 11500 | 11600 | 11700 | 11800 | 11900 | 12000 | 12100 | 12200 | 12300 | 12400 | 12500 | 12600 | 12700 | 12800 | 12900 | 13000 | 13100 | 13200 | 13300 | 13400 | 13500 | 13600 | 13700 | 13800 | 13900 | 14000 | 14100 | 14200 | 14300 | 14400 | 14500 | 14600 | 14700 | 14800 | 14900 | 15000 | 15100 | 15200 | 15300 | 15400 | 15500 | 15600 | 15700 | 15800 | 15900 | 16000 | 16100 | 16200 | 16300 | 16400 | 16500 | 16600 | 16700 | 16800 | 16900 | 17000 | 17100 | 17200 | 17300 | 17400 | 17500 | 17600 | 17700 | 17800 | 17900 | 18000 | 18100 | 18200 | 18300 | 18400 | 18500 | 18600 | 18700 | 18800 | 18900 | 19000 | 19100 | 19200 | 19300 | 19400 | 19500 | 19600 | 19700 | 19800 | 19900 | 20000 | 20100 | 20200
| Exis-Pre-paid meter system (Indigent Residential) | 0 | 73.4492 | 169.7867 | 362.4616 | 555.1366 | 788.821 | 1063.5151 | 1338.2092 | 1668.3395 | 1998.4698 | 2328.6001 | 2658.7305 | 2988.8608 | 3318.9911 | 3649.1214 | 3979.2517 | 4309.3821 | 4639.5124 | 4969.6427 | 5299.773 | 5629.9033 | 5960.0337 | 6290.164 | 6620.2943 | 6950.4246 | 7280.555 | 7610.6853 | 7940.8156 | 8270.9459 | 8601.0762 | 8931.2066 | 9261.3369 | 9591.4672 | 9921.5975 | 10251.7278 | 10581.8582 | 10911.9885 | 11242.1188 | 11572.2491 | 11902.3794 | 12232.5098 | 12562.6401 | 12892.7704 | 13222.9007 | 13553.0311 | 13883.1614 | 14213.2917 | 14543.422 | 14873.5523 | 15203.6827 | 15533.813 | 15863.9433 | 16194.0736 | 16524.2039 | 16854.3343 | 17184.4646 | 17514.5949 | 17844.7252 | 18174.8555 | 18504.9859 | 18835.1162 | 19165.2465 | 19495.3768 | 19825.5072 | 20155.6375 | 20485.7678 | 20815.8981 | 21146.0284 | 21476.1588 | 21806.2891 | 22136.4194 | 22466.5497 | 22796.68 | 23126.8104 | 23456.9407 | 23787.071 | 24117.2013 | 24447.3316 | 24777.462 | 25107.5923 | 25437.7226 | 25767.8529 | 26097.9833 | 26428.1136 | 26758.2439 | 27088.3742 | 27418.5045 | 27748.6349 | 28078.7652 | 28408.8955 | 28739.0258 | 29069.1561 | 29399.2865 | 29729.4168 | 30059.5471 | 30389.6774 | 30719.8077 | 31049.9381 | 31380.0684 | 31710.1987 | 32040.329 | 32370.4594 | 32700.5897 | 33030.72 | 33360.8503 | 33690.9806 | 34021.111 | 34351.2413 | 34681.3716 | 35011.5019 | 35341.6322 | 35671.7626 | 36001.8929 | 36332.0232 | 36662.1535 | 36992.2838 | 37322.4142 | 37652.5445 | 37982.6748 | 38312.8051 | 38642.9355 | 38973.0658 | 39303.1961 | 39633.3264 | 39963.4567 | 40293.5871 | 40623.7174 | 40953.8477 | 41283.978 | 41614.1083 | 41944.2387 | 42274.369 | 42604.4993 | 42934.6296 | 43264.7599 | 43594.8903 | 43925.0206 | 44255.1509 | 44585.2812 | 44915.4116 | 45245.5419 | 45575.6722 | 45905.8025 | 46235.9328 | 46566.0632 | 46896.1935 | 47226.3238 | 47556.4541 | 47886.5844 | 48216.7148 | 48546.8451 | 48876.9754 | 49207.1057 | 49537.236 | 49867.3664 | 50197.4967 | 50527.627 | 50857.7573 | 51187.8877 | 51518.018 | 51848.1483 | 52178.2786 | 52508.4089 | 52838.5393 | 53168.6696 | 53498.7999 | 53828.9302 | 54159.0605 | 54489.1909 | 54819.3212 | 55149.4515 | 55479.5818 | 55809.7121 | 56139.8425 | 56469.9728 | 56800.1031 | 57130.2334 | 57460.3638 | 57790.4941 | 58120.6244 | 58450.7547 | 58780.885 | 59111.0154 | 59441.1457 | 59771.276 | 60101.4063 | 60431.5366 | 60761.667 | 61091.7973 | 61421.9276 | 61752.0579 | 62082.1882 | 62412.3186 | 62742.4489 | 63072.5792 | 63402.7095 | 63732.8399 | 64062.9702 | 64393.1005 | 64723.2308 | 65053.3611 | 65383.4915 | 65713.6218 | 66043.7521
| Exis-Pre-paid Meter System (Non-Indigent Residential) | 0 | 150.3114 | 300.6229 | 601.2457 | 901.8686 | 1215.8499 | 1543.1895 | 1870.5292 | 2197.8688 | 2525.2085 | 2852.5481 | 3179.8878 | 3507.2274 | 3834.567 | 4161.9067 | 4489.2463 | 4816.586 | 5143.9256 | 5471.2653 | 5798.6049 | 6125.9446 | 6453.2842 | 6780.6238 | 7107.9635 | 7435.3031 | 7762.6428 | 8089.9824 | 8417.3221 | 8744.6617 | 9072.0014 | 9399.341 | 9726.6806 | 10054.0203 | 10381.3599 | 10708.6996 | 11036.0392 | 11363.3789 | 11690.7185 | 12018.0582 | 12345.3978 | 12672.7374 | 13000.0771 | 13327.4167 | 13654.7564 | 13982.096 | 14309.4357 | 14636.7753 | 14964.115 | 15291.4546 | 15618.7942 | 15946.1339 | 16273.4735 | 16600.8132 | 16928.1528 | 17255.4925 | 17582.8321 | 17910.1718 | 18237.5114 | 18564.851 | 18892.1907 | 19219.5303 | 19546.87 | 19874.2096 | 20201.5493 | 20528.8889 | 20856.2286 | 21183.5682 | 21510.9078 | 21838.2475 | 22165.5871 | 22492.9268 | 22820.2664 | 23147.6061 | 23474.9457 | 23802.2854 | 24129.625 | 24456.9646 | 24784.3043 | 25111.6439 | 25438.9836 | 25766.3232 | 26093.6629 | 26421.0025 | 26748.3422 | 27075.6818 | 27403.0214 | 27730.3611 | 28057.7007 | 28385.0404 | 28712.38 | 29039.7197 | 29367.0593 | 29694.399 | 30021.7386 | 30349.0783 | 30676.4179 | 31003.7575 | 31331.0972 | 31658.4368 | 31985.7765 | 32313.1161 | 32640.4558 | 32967.7954 | 33295.1351 | 33622.4747 | 33949.8143 | 34277.154 | 34604.4936 | 34931.8333 | 35259.1729 | 35586.5126 | 35913.8522 | 36241.1919 | 36568.5315 | 36895.8711 | 37223.2108 | 37550.5504 | 37877.8901 | 38205.2297 | 38532.5694 | 38859.909 | 39187.2487 | 39514.5883 | 39841.9279 | 40169.2676 | 40496.6072 | 40823.9469 | 41151.2865 | 41478.6262 | 41805.9658 | 42133.3055 | 42460.6451 | 42787.9847 | 43115.3244 | 43442.664 | 43770.0037 | 44097.3433 | 44424.683 | 44752.0226 | 45079.3623 | 45406.7019 | 45734.0415 | 46061.3812 | 46388.7208 | 46716.0605 | 47043.4001 | 47370.7398 | 47698.0794 | 48025.4191 | 48352.7587 | 48680.0983 | 49007.438 | 49334.7776 | 49662.1173 | 49989.4569 | 50316.7966 | 50644.1362 | 50971.4759 | 51298.8155 | 51626.1551 | 51953.4948 | 52280.8344 | 52608.1741 | 52935.5137 | 53262.8534 | 53590.193 | 53917.5327 | 54244.8723 | 54572.2119 | 54899.5516 | 55226.8912 | 55554.2309 | 55881.5705 | 56208.9102 | 56536.2498 | 56863.5895 | 57190.9291 | 57518.2688 | 57845.6084 | 58172.948 | 58500.2877 | 58827.6273 | 59154.967 | 59482.3066 | 59809.6463 | 60136.9859 | 60464.3256 | 60791.6652 | 61119.0048 | 61446.3445 | 61773.6841 | 62101.0238 | 62428.3634 | 62755.7031 | 63083.0427 | 63410.3824 | 63737.722 | 64065.0616 | 64392.4013 | 64719.7409 | 65047.0806 | 65374.4202 | 65701.7599 | 66029.0995
| Exis-Households Alternative <=20 Amp:- | 0 | 80.1176 | 160.2352 | 320.4704 | 480.7056 | 663.8379 | 869.8671 | 1075.8963 | 1281.9255 | 1487.9548 | 1693.984 | 1900.0132 | 2106.0424 | 2312.0717 | 2518.1009 | 2724.1301 | 2930.1594 | 3136.1886 | 3342.2178 | 3548.247 | 3754.2763 | 3960.3055 | 4166.3347 | 4372.3639 | 4578.3932 | 4784.4224 | 4990.4516 | 5196.4809 | 5402.5101 | 5608.5393 | 5814.5685 | 6020.5978 | 6226.627 | 6432.6562 | 6638.6854 | 6844.7147 | 7050.7439 | 7256.7731 | 7462.8023 | 7668.8316 | 7874.8608 | 8080.89 | 8286.9193 | 8492.9485 | 8698.9777 | 8905.0069 | 9111.0362 | 9317.0654 | 9523.0946 | 9729.1238 | 9935.1531 | 10141.1823 | 10347.2115 | 10553.2408 | 10759.27 | 10965.2992 | 11171.3284 | 11377.3577 | 11583.3869 | 11789.4161 | 11995.4453 | 12201.4746 | 12407.5038 | 12613.533 | 12819.5623 | 13025.5915 | 13231.6207 | 13437.6499 | 13643.6792 | 13849.7084 | 14055.7376 | 14261.7668 | 14467.7961 | 14673.8253 | 14879.8545 | 15085.8838 | 15291.913 | 15497.9422 | 15703.9714 | 15910.0007 | 16116.0299 | 16322.0591 | 16528.0883 | 16734.1176 | 16940.1468 | 17146.176 | 17352.2053 | 17558.2345 | 17764.2637 | 17970.2929 | 18176.3222 | 18382.3514 | 18588.3806 | 18794.4098 | 19000.4391 | 19206.4683 | 19412.4975 | 19618.5267 | 19824.556 | 20030.5852 | 20236.6144 | 20442.6437 | 20648.6729 | 20854.7021 | 21060.7313 | 21266.7606 | 21472.7898 | 21678.819 | 21884.8482 | 22090.8775 | 22296.9067 | 22502.9359 | 22708.9652 | 22914.9944 | 23121.0236 | 23327.0528 | 23533.0821 | 23739.1113 | 23945.1405 | 24151.1697 | 24357.199 | 24563.2282 | 24769.2574 | 24975.2867 | 25181.3159 | 25387.3451 | 25593.3743 | 25799.4036 | 26005.4328 | 26211.462 | 26417.4912 | 26623.5205 | 26829.5497 | 27035.5789 | 27241.6082 | 27447.6374 | 27653.6666 | 27859.6958 | 28065.7251 | 28271.7543 | 28477.7835 | 28683.8127 | 28889.842 | 29095.8712 | 29301.9004 | 29507.9296 | 29713.9589 | 29919.9881 | 30126.0173 | 30332.0466 | 30538.0758 | 30744.105 | 30950.1342 | 31156.1635 | 31362.1927 | 31568.2219 | 31774.2511 | 31980.2804 | 32186.3096 | 32392.3388 | 32598.3681 | 32804.3973 | 33010.4265 | 33216.4557 | 33422.485 | 33628.5142 | 33834.5434 | 34040.5726 | 34246.6019 | 34452.6311 | 34658.6603 | 34864.6896 | 35070.7188 | 35276.748 | 35482.7772 | 35688.8065 | 35894.8357 | 36100.8649 | 36306.8941 | 36512.9234 | 36718.9526 | 36924.9818 | 37131.0111 | 37337.0403 | 37543.0695 | 37749.0987 | 37955.128 | 38161.1572 | 38367.1864 | 38573.2156 | 38779.2449 | 38985.2741 | 39191.3033 | 39397.3326 | 39603.3618 | 39809.391 | 40015.4202 | 40221.4495 | 40427.4787 | 40633.5079 | 40839.5371 | 41045.5664 | 41251.5956 | 41457.6248
| Exis-Residential Consumers (Houses, Flats & Farms) Non Indigent: > 20 Amp single phase | 317.6835 | 397.8011 | 500.8158 | 706.845 | 912.8742 | 1160.8681 | 1450.8266 | 1740.7852 | 2082.2512 | 2423.7172 | 2765.1832 | 3106.6493 | 3448.1153 | 3789.5813 | 4131.0473 | 4472.5133 | 4813.9794 | 5155.4454 | 5496.9114 | 5838.3774 | 6179.8435 | 6521.3095 | 6862.7755 | 7204.2415 | 7545.7076 | 7887.1736 | 8228.6396 | 8570.1056 | 8911.5716 | 9253.0377 | 9594.5037 | 9935.9697 | 10277.4357 | 10618.9018 | 10960.3678 | 11301.8338 | 11643.2998 | 11984.7658 | 12326.2319 | 12667.6979 | 13009.1639 | 13350.6299 | 13692.096 | 14033.562 | 14375.028 | 14716.494 | 15057.96 | 15399.4261 | 15740.8921 | 16082.3581 | 16423.8241 | 16765.2902 | 17106.7562 | 17448.2222 | 17789.6882 | 18131.1542 | 18472.6203 | 18814.0863 | 19155.5523 | 19497.0183 | 19838.4844 | 20179.9504 | 20521.4164 | 20862.8824 | 21204.3484 | 21545.8145 | 21887.2805 | 22228.7465 | 22570.2125 | 22911.6786 | 23253.1446 | 23594.6106 | 23936.0766 | 24277.5426 | 24619.0087 | 24960.4747 | 25301.9407 | 25643.4067 | 25984.8728 | 26326.3388 | 26667.8048 | 27009.2708 | 27350.7368 | 27692.2029 | 28033.6689 | 28375.1349 | 28716.6009 | 29058.067 | 29399.533 | 29740.999 | 30082.465 | 30423.931 | 30765.3971 | 31106.8631 | 31448.3291 | 31789.7951 | 32131.2612 | 32472.7272 | 32814.1932 | 33155.6592 | 33497.1253 | 33838.5913 | 34180.0573 | 34521.5233 | 34862.9893 | 35204.4554 | 35545.9214 | 35887.3874 | 36228.8534 | 36570.3195 | 36911.7855 | 37253.2515 | 37594.7175 | 37936.1835 | 38277.6496 | 38619.1156 | 38960.5816 | 39302.0476 | 39643.5137 | 39984.9797 | 40326.4457 | 40667.9117 | 41009.3777 | 41350.8438 | 41692.3098 | 42033.7758 | 42375.2418 | 42716.7079 | 43058.1739 | 43399.6399 | 43741.1059 | 44082.5719 | 44424.038 | 44765.504 | 45106.97 | 45448.436 | 45789.9021 | 46131.3681 | 46472.8341 | 46814.3001 | 47155.7661 | 47497.2322 | 47838.6982 | 48180.1642 | 48521.6302 | 48863.0963 | 49204.5623 | 49546.0283 | 49887.4943 | 50228.9603 | 50570.4264 | 50911.8924 | 51253.3584 | 51594.8244 | 51936.2905 | 52277.7565 | 52619.2225 | 52960.6885 | 53302.1545 | 53643.6206 | 53985.0866 | 54326.5526 | 54668.0186 | 55009.4847 | 55350.9507 | 55692.4167 | 56033.8827 | 56375.3488 | 56716.8148 | 57058.2808 | 57399.7468 | 57741.2128 | 58082.6789 | 58424.1449 | 58765.6109 | 59107.0769 | 59448.543 | 59790.009 | 60131.475 | 60472.941 | 60814.407 | 61155.8731 | 61497.3391 | 61838.8051 | 62180.2711 | 62521.7372 | 62863.2032 | 63204.6692 | 63546.1352 | 63887.6012 | 64229.0673 | 64570.5333 | 64911.9993 | 65253.4653 | 65594.9314 | 65936.3974 | 66277.8634 | 66619.3294 | 66960.7954 | 67302.2615 | 67643.7275 | 67985.1935 | 68326.6595 | 68668.1256
to
Amps | Prop | 0 | 50 | 100 | 200 | 300 | 400 | 500 | 600 | 700 | 800 | 900 | 1000 | 1100 | 1200 | 1300 | 1400 | 1500 | 1600 | 1700 | 1800 | 1900 | 2000 | 2100 | 2200 | 2300 | 2400 | 2500 | 2600 | 2700 | 2800 | 2900 | 3000 | 3100 | 3200 | 3300 | 3400 | 3500 | 3600 | 3700 | 3800 | 3900 | 4000 | 4100 | 4200 | 4300 | 4400 | 4500 | 4600 | 4700 | 4800 | 4900 | 5000 | 5100 | 5200 | 5300 | 5400 | 5500 | 5600 | 5700 | 5800 | 5900 | 6000 | 6100 | 6200 | 6300 | 6400 | 6500 | 6600 | 6700 | 6800 | 6900 | 7000 | 7100 | 7200 | 7300 | 7400 | 7500 | 7600 | 7700 | 7800 | 7900 | 8000 | 8100 | 8200 | 8300 | 8400 | 8500 | 8600 | 8700 | 8800 | 8900 | 9000 | 9100 | 9200 | 9300 | 9400 | 9500 | 9600 | 9700 | 9800 | 9900 | 10000 | 10100 | 10200 | 10300 | 10400 | 10500 | 10600 | 10700 | 10800 | 10900 | 11000 | 11100 | 11200 | 11300 | 11400 | 11500 | 11600 | 11700 | 11800 | 11900 | 12000 | 12100 | 12200 | 12300 | 12400 | 12500 | 12600 | 12700 | 12800 | 12900 | 13000 | 13100 | 13200 | 13300 | 13400 | 13500 | 13600 | 13700 | 13800 | 13900 | 14000 | 14100 | 14200 | 14300 | 14400 | 14500 | 14600 | 14700 | 14800 | 14900 | 15000 | 15100 | 15200 | 15300 | 15400 | 15500 | 15600 | 15700 | 15800 | 15900 | 16000 | 16100 | 16200 | 16300 | 16400 | 16500 | 16600 | 16700 | 16800 | 16900 | 17000 | 17100 | 17200 | 17300 | 17400 | 17500 | 17600 | 17700 | 17800 | 17900 | 18000 | 18100 | 18200 | 18300 | 18400 | 18500 | 18600 | 18700 | 18800 | 18900 | 19000 | 19100 | 19200 | 19300 | 19400 | 19500 | 19600 | 19700 | 19800 | 19900 | 20000 | 20100 | 20200
20 | Prop-Pre-paid meter system (Indigent Residential)20 | 0 | 0 | 107.0502 | 321.1506 | 580.8208 | 886.0608 | 1191.3009 | 1496.5409 | 1863.3817 | 2230.2225 | 2597.0634 | 2963.9042 | 3330.745 | 3697.5858 | 4064.4266 | 4431.2674 | 4798.1082 | 5164.949 | 5531.7899 | 5898.6307 | 6265.4715 | 6632.3123 | 6999.1531 | 7365.9939 | 7732.8347 | 8099.6755 | 8466.5164 | 8833.3572 | 9200.198 | 9567.0388 | 9933.8796 | 10300.7204 | 10667.5612 | 11034.402 | 11401.2429 | 11768.0837 | 12134.9245 | 12501.7653 | 12868.6061 | 13235.4469 | 13602.2877 | 13969.1286 | 14335.9694 | 14702.8102 | 15069.651 | 15436.4918 | 15803.3326 | 16170.1734 | 16537.0142 | 16903.8551 | 17270.6959 | 17637.5367 | 18004.3775 | 18371.2183 | 18738.0591 | 19104.8999 | 19471.7407 | 19838.5816 | 20205.4224 | 20572.2632 | 20939.104 | 21305.9448 | 21672.7856 | 22039.6264 | 22406.4672 | 22773.3081 | 23140.1489 | 23506.9897 | 23873.8305 | 24240.6713 | 24607.5121 | 24974.3529 | 25341.1937 | 25708.0346 | 26074.8754 | 26441.7162 | 26808.557 | 27175.3978 | 27542.2386 | 27909.0794 | 28275.9202 | 28642.7611 | 29009.6019 | 29376.4427 | 29743.2835 | 30110.1243 | 30476.9651 | 30843.8059 | 31210.6467 | 31577.4876 | 31944.3284 | 32311.1692 | 32678.01 | 33044.8508 | 33411.6916 | 33778.5324 | 34145.3733 | 34512.2141 | 34879.0549 | 35245.8957 | 35612.7365 | 35979.5773 | 36346.4181 | 36713.2589 | 37080.0998 | 37446.9406 | 37813.7814 | 38180.6222 | 38547.463 | 38914.3038 | 39281.1446 | 39647.9854 | 40014.8263 | 40381.6671 | 40748.5079 | 41115.3487 | 41482.1895 | 41849.0303 | 42215.8711 | 42582.7119 | 42949.5528 | 43316.3936 | 43683.2344 | 44050.0752 | 44416.916 | 44783.7568 | 45150.5976 | 45517.4384 | 45884.2793 | 46251.1201 | 46617.9609 | 46984.8017 | 47351.6425 | 47718.4833 | 48085.3241 | 48452.1649 | 48819.0058 | 49185.8466 | 49552.6874 | 49919.5282 | 50286.369 | 50653.2098 | 51020.0506 | 51386.8915 | 51753.7323 | 52120.5731 | 52487.4139 | 52854.2547 | 53221.0955 | 53587.9363 | 53954.7771 | 54321.618 | 54688.4588 | 55055.2996 | 55422.1404 | 55788.9812 | 56155.822 | 56522.6628 | 56889.5036 | 57256.3445 | 57623.1853 | 57990.0261 | 58356.8669 | 58723.7077 | 59090.5485 | 59457.3893 | 59824.2301 | 60191.071 | 60557.9118 | 60924.7526 | 61291.5934 | 61658.4342 | 62025.275 | 62392.1158 | 62758.9566 | 63125.7975 | 63492.6383 | 63859.4791 | 64226.3199 | 64593.1607 | 64960.0015 | 65326.8423 | 65693.6831 | 66060.524 | 66427.3648 | 66794.2056 | 67161.0464 | 67527.8872 | 67894.728 | 68261.5688 | 68628.4097 | 68995.2505 | 69362.0913 | 69728.9321 | 70095.7729 | 70462.6137 | 70829.4545 | 71196.2953 | 71563.1362 | 71929.977 | 72296.8178 | 72663.6586 | 73030.4994 | 73397.3402
20 | Prop-Households Alternative <=20 Amp:-20 | 0 | 96.3375 | 192.6749 | 385.3499 | 619.0344 | 893.7284 | 1168.4225 | 1443.1165 | 1773.2469 | 2103.3772 | 2433.5075 | 2763.6378 | 3093.7682 | 3423.8985 | 3754.0288 | 4084.1591 | 4414.2894 | 4744.4198 | 5074.5501 | 5404.6804 | 5734.8107 | 6064.941 | 6395.0714 | 6725.2017 | 7055.332 | 7385.4623 | 7715.5926 | 8045.723 | 8375.8533 | 8705.9836 | 9036.1139 | 9366.2443 | 9696.3746 | 10026.5049 | 10356.6352 | 10686.7655 | 11016.8959 | 11347.0262 | 11677.1565 | 12007.2868 | 12337.4171 | 12667.5475 | 12997.6778 | 13327.8081 | 13657.9384 | 13988.0687 | 14318.1991 | 14648.3294 | 14978.4597 | 15308.59 | 15638.7204 | 15968.8507 | 16298.981 | 16629.1113 | 16959.2416 | 17289.372 | 17619.5023 | 17949.6326 | 18279.7629 | 18609.8932 | 18940.0236 | 19270.1539 | 19600.2842 | 19930.4145 | 20260.5448 | 20590.6752 | 20920.8055 | 21250.9358 | 21581.0661 | 21911.1965 | 22241.3268 | 22571.4571 | 22901.5874 | 23231.7177 | 23561.8481 | 23891.9784 | 24222.1087 | 24552.239 | 24882.3693 | 25212.4997 | 25542.63 | 25872.7603 | 26202.8906 | 26533.0209 | 26863.1513 | 27193.2816 | 27523.4119 | 27853.5422 | 28183.6726 | 28513.8029 | 28843.9332 | 29174.0635 | 29504.1938 | 29834.3242 | 30164.4545 | 30494.5848 | 30824.7151 | 31154.8454 | 31484.9758 | 31815.1061 | 32145.2364 | 32475.3667 | 32805.497 | 33135.6274 | 33465.7577 | 33795.888 | 34126.0183 | 34456.1487 | 34786.279 | 35116.4093 | 35446.5396 | 35776.6699 | 36106.8003 | 36436.9306 | 36767.0609 | 37097.1912 | 37427.3215 | 37757.4519 | 38087.5822 | 38417.7125 | 38747.8428 | 39077.9731 | 39408.1035 | 39738.2338 | 40068.3641 | 40398.4944 | 40728.6248 | 41058.7551 | 41388.8854 | 41719.0157 | 42049.146 | 42379.2764 | 42709.4067 | 43039.537 | 43369.6673 | 43699.7976 | 44029.928 | 44360.0583 | 44690.1886 | 45020.3189 | 45350.4492 | 45680.5796 | 46010.7099 | 46340.8402 | 46670.9705 | 47001.1009 | 47331.2312 | 47661.3615 | 47991.4918 | 48321.6221 | 48651.7525 | 48981.8828 | 49312.0131 | 49642.1434 | 49972.2737 | 50302.4041 | 50632.5344 | 50962.6647 | 51292.795 | 51622.9253 | 51953.0557 | 52283.186 | 52613.3163 | 52943.4466 | 53273.577 | 53603.7073 | 53933.8376 | 54263.9679 | 54594.0982 | 54924.2286 | 55254.3589 | 55584.4892 | 55914.6195 | 56244.7498 | 56574.8802 | 56905.0105 | 57235.1408 | 57565.2711 | 57895.4014 | 58225.5318 | 58555.6621 | 58885.7924 | 59215.9227 | 59546.0531 | 59876.1834 | 60206.3137 | 60536.444 | 60866.5743 | 61196.7047 | 61526.835 | 61856.9653 | 62187.0956 | 62517.2259 | 62847.3563 | 63177.4866 | 63507.6169 | 63837.7472 | 64167.8775 | 64498.0079 | 64828.1382 | 65158.2685 | 65488.3988 | 65818.5292 | 66148.6595
30 | Prop-Res 1 ph > 20 Amps30 | 269.8051 | 370.6757 | 471.5462 | 673.2874 | 875.0285 | 1076.7697 | 1278.5108 | 1480.2519 | 1681.9931 | 1883.7342 | 2085.4754 | 2287.2165 | 2488.9576 | 2690.6988 | 2892.4399 | 3094.1811 | 3295.9222 | 3497.6634 | 3699.4045 | 3901.1456 | 4102.8868 | 4304.6279 | 4506.3691 | 4708.1102 | 4909.8513 | 5111.5925 | 5313.3336 | 5515.0748 | 5716.8159 | 5918.5571 | 6120.2982 | 6322.0393 | 6523.7805 | 6725.5216 | 6927.2628 | 7129.0039 | 7330.745 | 7532.4862 | 7734.2273 | 7935.9685 | 8137.7096 | 8339.4507 | 8541.1919 | 8742.933 | 8944.6742 | 9146.4153 | 9348.1565 | 9549.8976 | 9751.6387 | 9953.3799 | 10155.121 | 10356.8622 | 10558.6033 | 10760.3444 | 10962.0856 | 11163.8267 | 11365.5679 | 11567.309 | 11769.0502 | 11970.7913 | 12172.5324 | 12374.2736 | 12576.0147 | 12777.7559 | 12979.497 | 13181.2381 | 13382.9793 | 13584.7204 | 13786.4616 | 13988.2027 | 14189.9438 | 14391.685 | 14593.4261 | 14795.1673 | 14996.9084 | 15198.6496 | 15400.3907 | 15602.1318 | 15803.873 | 16005.6141 | 16207.3553 | 16409.0964 | 16610.8375 | 16812.5787 | 17014.3198 | 17216.061 | 17417.8021 | 17619.5432 | 17821.2844 | 18023.0255 | 18224.7667 | 18426.5078 | 18628.249 | 18829.9901 | 19031.7312 | 19233.4724 | 19435.2135 | 19636.9547 | 19838.6958 | 20040.4369 | 20242.1781 | 20443.9192 | 20645.6604 | 20847.4015 | 21049.1427 | 21250.8838 | 21452.6249 | 21654.3661 | 21856.1072 | 22057.8484 | 22259.5895 | 22461.3306 | 22663.0718 | 22864.8129 | 23066.5541 | 23268.2952 | 23470.0363 | 23671.7775 | 23873.5186 | 24075.2598 | 24277.0009 | 24478.7421 | 24680.4832 | 24882.2243 | 25083.9655 | 25285.7066 | 25487.4478 | 25689.1889 | 25890.93 | 26092.6712 | 26294.4123 | 26496.1535 | 26697.8946 | 26899.6357 | 27101.3769 | 27303.118 | 27504.8592 | 27706.6003 | 27908.3415 | 28110.0826 | 28311.8237 | 28513.5649 | 28715.306 | 28917.0472 | 29118.7883 | 29320.5294 | 29522.2706 | 29724.0117 | 29925.7529 | 30127.494 | 30329.2352 | 30530.9763 | 30732.7174 | 30934.4586 | 31136.1997 | 31337.9409 | 31539.682 | 31741.4231 | 31943.1643 | 32144.9054 | 32346.6466 | 32548.3877 | 32750.1288 | 32951.87 | 33153.6111 | 33355.3523 | 33557.0934 | 33758.8346 | 33960.5757 | 34162.3168 | 34364.058 | 34565.7991 | 34767.5403 | 34969.2814 | 35171.0225 | 35372.7637 | 35574.5048 | 35776.246 | 35977.9871 | 36179.7282 | 36381.4694 | 36583.2105 | 36784.9517 | 36986.6928 | 37188.434 | 37390.1751 | 37591.9162 | 37793.6574 | 37995.3985 | 38197.1397 | 38398.8808 | 38600.6219 | 38802.3631 | 39004.1042 | 39205.8454 | 39407.5865 | 39609.3277 | 39811.0688 | 40012.8099 | 40214.5511 | 40416.2922 | 40618.0334 | 40819.7745 | 41021.5156
40 | Prop-Res 1 ph > 20 Amps40 | 337.3777 | 438.2483 | 539.1189 | 740.86 | 942.6011 | 1144.3423 | 1346.0834 | 1547.8246 | 1749.5657 | 1951.3068 | 2153.048 | 2354.7891 | 2556.5303 | 2758.2714 | 2960.0126 | 3161.7537 | 3363.4948 | 3565.236 | 3766.9771 | 3968.7183 | 4170.4594 | 4372.2005 | 4573.9417 | 4775.6828 | 4977.424 | 5179.1651 | 5380.9063 | 5582.6474 | 5784.3885 | 5986.1297 | 6187.8708 | 6389.612 | 6591.3531 | 6793.0942 | 6994.8354 | 7196.5765 | 7398.3177 | 7600.0588 | 7801.7999 | 8003.5411 | 8205.2822 | 8407.0234 | 8608.7645 | 8810.5057 | 9012.2468 | 9213.9879 | 9415.7291 | 9617.4702 | 9819.2114 | 10020.9525 | 10222.6936 | 10424.4348 | 10626.1759 | 10827.9171 | 11029.6582 | 11231.3994 | 11433.1405 | 11634.8816 | 11836.6228 | 12038.3639 | 12240.1051 | 12441.8462 | 12643.5873 | 12845.3285 | 13047.0696 | 13248.8108 | 13450.5519 | 13652.293 | 13854.0342 | 14055.7753 | 14257.5165 | 14459.2576 | 14660.9988 | 14862.7399 | 15064.481 | 15266.2222 | 15467.9633 | 15669.7045 | 15871.4456 | 16073.1867 | 16274.9279 | 16476.669 | 16678.4102 | 16880.1513 | 17081.8924 | 17283.6336 | 17485.3747 | 17687.1159 | 17888.857 | 18090.5982 | 18292.3393 | 18494.0804 | 18695.8216 | 18897.5627 | 19099.3039 | 19301.045 | 19502.7861 | 19704.5273 | 19906.2684 | 20108.0096 | 20309.7507 | 20511.4919 | 20713.233 | 20914.9741 | 21116.7153 | 21318.4564 | 21520.1976 | 21721.9387 | 21923.6798 | 22125.421 | 22327.1621 | 22528.9033 | 22730.6444 | 22932.3855 | 23134.1267 | 23335.8678 | 23537.609 | 23739.3501 | 23941.0913 | 24142.8324 | 24344.5735 | 24546.3147 | 24748.0558 | 24949.797 | 25151.5381 | 25353.2792 | 25555.0204 | 25756.7615 | 25958.5027 | 26160.2438 | 26361.9849 | 26563.7261 | 26765.4672 | 26967.2084 | 27168.9495 | 27370.6907 | 27572.4318 | 27774.1729 | 27975.9141 | 28177.6552 | 28379.3964 | 28581.1375 | 28782.8786 | 28984.6198 | 29186.3609 | 29388.1021 | 29589.8432 | 29791.5844 | 29993.3255 | 30195.0666 | 30396.8078 | 30598.5489 | 30800.2901 | 31002.0312 | 31203.7723 | 31405.5135 | 31607.2546 | 31808.9958 | 32010.7369 | 32212.478 | 32414.2192 | 32615.9603 | 32817.7015 | 33019.4426 | 33221.1838 | 33422.9249 | 33624.666 | 33826.4072 | 34028.1483 | 34229.8895 | 34431.6306 | 34633.3717 | 34835.1129 | 35036.854 | 35238.5952 | 35440.3363 | 35642.0775 | 35843.8186 | 36045.5597 | 36247.3009 | 36449.042 | 36650.7832 | 36852.5243 | 37054.2654 | 37256.0066 | 37457.7477 | 37659.4889 | 37861.23 | 38062.9711 | 38264.7123 | 38466.4534 | 38668.1946 | 38869.9357 | 39071.6769 | 39273.418 | 39475.1591 | 39676.9003 | 39878.6414 | 40080.3826 | 40282.1237 | 40483.8648 | 40685.606 | 40887.3471 | 41089.0883
50 | Prop-Res 1 ph > 20 Amps50 | 404.9503 | 505.8209 | 606.6915 | 808.4326 | 1010.1738 | 1211.9149 | 1413.6561 | 1615.3972 | 1817.1383 | 2018.8795 | 2220.6206 | 2422.3618 | 2624.1029 | 2825.844 | 3027.5852 | 3229.3263 | 3431.0675 | 3632.8086 | 3834.5497 | 4036.2909 | 4238.032 | 4439.7732 | 4641.5143 | 4843.2555 | 5044.9966 | 5246.7377 | 5448.4789 | 5650.22 | 5851.9612 | 6053.7023 | 6255.4434 | 6457.1846 | 6658.9257 | 6860.6669 | 7062.408 | 7264.1491 | 7465.8903 | 7667.6314 | 7869.3726 | 8071.1137 | 8272.8549 | 8474.596 | 8676.3371 | 8878.0783 | 9079.8194 | 9281.5606 | 9483.3017 | 9685.0428 | 9886.784 | 10088.5251 | 10290.2663 | 10492.0074 | 10693.7486 | 10895.4897 | 11097.2308 | 11298.972 | 11500.7131 | 11702.4543 | 11904.1954 | 12105.9365 | 12307.6777 | 12509.4188 | 12711.16 | 12912.9011 | 13114.6422 | 13316.3834 | 13518.1245 | 13719.8657 | 13921.6068 | 14123.348 | 14325.0891 | 14526.8302 | 14728.5714 | 14930.3125 | 15132.0537 | 15333.7948 | 15535.5359 | 15737.2771 | 15939.0182 | 16140.7594 | 16342.5005 | 16544.2416 | 16745.9828 | 16947.7239 | 17149.4651 | 17351.2062 | 17552.9474 | 17754.6885 | 17956.4296 | 18158.1708 | 18359.9119 | 18561.6531 | 18763.3942 | 18965.1353 | 19166.8765 | 19368.6176 | 19570.3588 | 19772.0999 | 19973.8411 | 20175.5822 | 20377.3233 | 20579.0645 | 20780.8056 | 20982.5468 | 21184.2879 | 21386.029 | 21587.7702 | 21789.5113 | 21991.2525 | 22192.9936 | 22394.7347 | 22596.4759 | 22798.217 | 22999.9582 | 23201.6993 | 23403.4405 | 23605.1816 | 23806.9227 | 24008.6639 | 24210.405 | 24412.1462 | 24613.8873 | 24815.6284 | 25017.3696 | 25219.1107 | 25420.8519 | 25622.593 | 25824.3341 | 26026.0753 | 26227.8164 | 26429.5576 | 26631.2987 | 26833.0399 | 27034.781 | 27236.5221 | 27438.2633 | 27640.0044 | 27841.7456 | 28043.4867 | 28245.2278 | 28446.969 | 28648.7101 | 28850.4513 | 29052.1924 | 29253.9336 | 29455.6747 | 29657.4158 | 29859.157 | 30060.8981 | 30262.6393 | 30464.3804 | 30666.1215 | 30867.8627 | 31069.6038 | 31271.345 | 31473.0861 | 31674.8272 | 31876.5684 | 32078.3095 | 32280.0507 | 32481.7918 | 32683.533 | 32885.2741 | 33087.0152 | 33288.7564 | 33490.4975 | 33692.2387 | 33893.9798 | 34095.7209 | 34297.4621 | 34499.2032 | 34700.9444 | 34902.6855 | 35104.4267 | 35306.1678 | 35507.9089 | 35709.6501 | 35911.3912 | 36113.1324 | 36314.8735 | 36516.6146 | 36718.3558 | 36920.0969 | 37121.8381 | 37323.5792 | 37525.3203 | 37727.0615 | 37928.8026 | 38130.5438 | 38332.2849 | 38534.0261 | 38735.7672 | 38937.5083 | 39139.2495 | 39340.9906 | 39542.7318 | 39744.4729 | 39946.214 | 40147.9552 | 40349.6963 | 40551.4375 | 40753.1786 | 40954.9197 | 41156.6609
60 | Prop-Res 1 ph > 20 Amps60 | 472.523 | 573.3935 | 674.2641 | 876.0053 | 1077.7464 | 1279.4875 | 1481.2287 | 1682.9698 | 1884.711 | 2086.4521 | 2288.1932 | 2489.9344 | 2691.6755 | 2893.4167 | 3095.1578 | 3296.8989 | 3498.6401 | 3700.3812 | 3902.1224 | 4103.8635 | 4305.6047 | 4507.3458 | 4709.0869 | 4910.8281 | 5112.5692 | 5314.3104 | 5516.0515 | 5717.7926 | 5919.5338 | 6121.2749 | 6323.0161 | 6524.7572 | 6726.4983 | 6928.2395 | 7129.9806 | 7331.7218 | 7533.4629 | 7735.2041 | 7936.9452 | 8138.6863 | 8340.4275 | 8542.1686 | 8743.9098 | 8945.6509 | 9147.392 | 9349.1332 | 9550.8743 | 9752.6155 | 9954.3566 | 10156.0978 | 10357.8389 | 10559.58 | 10761.3212 | 10963.0623 | 11164.8035 | 11366.5446 | 11568.2857 | 11770.0269 | 11971.768 | 12173.5092 | 12375.2503 | 12576.9914 | 12778.7326 | 12980.4737 | 13182.2149 | 13383.956 | 13585.6972 | 13787.4383 | 13989.1794 | 14190.9206 | 14392.6617 | 14594.4029 | 14796.144 | 14997.8851 | 15199.6263 | 15401.3674 | 15603.1086 | 15804.8497 | 16006.5908 | 16208.332 | 16410.0731 | 16611.8143 | 16813.5554 | 17015.2966 | 17217.0377 | 17418.7788 | 17620.52 | 17822.2611 | 18024.0023 | 18225.7434 | 18427.4845 | 18629.2257 | 18830.9668 | 19032.708 | 19234.4491 | 19436.1903 | 19637.9314 | 19839.6725 | 20041.4137 | 20243.1548 | 20444.896 | 20646.6371 | 20848.3782 | 21050.1194 | 21251.8605 | 21453.6017 | 21655.3428 | 21857.0839 | 22058.8251 | 22260.5662 | 22462.3074 | 22664.0485 | 22865.7897 | 23067.5308 | 23269.2719 | 23471.0131 | 23672.7542 | 23874.4954 | 24076.2365 | 24277.9776 | 24479.7188 | 24681.4599 | 24883.2011 | 25084.9422 | 25286.6833 | 25488.4245 | 25690.1656 | 25891.9068 | 26093.6479 | 26295.3891 | 26497.1302 | 26698.8713 | 26900.6125 | 27102.3536 | 27304.0948 | 27505.8359 | 27707.577 | 27909.3182 | 28111.0593 | 28312.8005 | 28514.5416 | 28716.2828 | 28918.0239 | 29119.765 | 29321.5062 | 29523.2473 | 29724.9885 | 29926.7296 | 30128.4707 | 30330.2119 | 30531.953 | 30733.6942 | 30935.4353 | 31137.1764 | 31338.9176 | 31540.6587 | 31742.3999 | 31944.141 | 32145.8822 | 32347.6233 | 32549.3644 | 32751.1056 | 32952.8467 | 33154.5879 | 33356.329 | 33558.0701 | 33759.8113 | 33961.5524 | 34163.2936 | 34365.0347 | 34566.7759 | 34768.517 | 34970.2581 | 35171.9993 | 35373.7404 | 35575.4816 | 35777.2227 | 35978.9638 | 36180.705 | 36382.4461 | 36584.1873 | 36785.9284 | 36987.6695 | 37189.4107 | 37391.1518 | 37592.893 | 37794.6341 | 37996.3753 | 38198.1164 | 38399.8575 | 38601.5987 | 38803.3398 | 39005.081 | 39206.8221 | 39408.5632 | 39610.3044 | 39812.0455 | 40013.7867 | 40215.5278 | 40417.2689 | 40619.0101 | 40820.7512 | 41022.4924 | 41224.2335
120 | Prop-Res 1 ph > 20 Amps120 | 877.9587 | 978.8293 | 1079.6999 | 1281.441 | 1483.1821 | 1684.9233 | 1886.6644 | 2088.4056 | 2290.1467 | 2491.8878 | 2693.629 | 2895.3701 | 3097.1113 | 3298.8524 | 3500.5936 | 3702.3347 | 3904.0758 | 4105.817 | 4307.5581 | 4509.2993 | 4711.0404 | 4912.7815 | 5114.5227 | 5316.2638 | 5518.005 | 5719.7461 | 5921.4872 | 6123.2284 | 6324.9695 | 6526.7107 | 6728.4518 | 6930.193 | 7131.9341 | 7333.6752 | 7535.4164 | 7737.1575 | 7938.8987 | 8140.6398 | 8342.3809 | 8544.1221 | 8745.8632 | 8947.6044 | 9149.3455 | 9351.0866 | 9552.8278 | 9754.5689 | 9956.3101 | 10158.0512 | 10359.7924 | 10561.5335 | 10763.2746 | 10965.0158 | 11166.7569 | 11368.4981 | 11570.2392 | 11771.9803 | 11973.7215 | 12175.4626 | 12377.2038 | 12578.9449 | 12780.6861 | 12982.4272 | 13184.1683 | 13385.9095 | 13587.6506 | 13789.3918 | 13991.1329 | 14192.874 | 14394.6152 | 14596.3563 | 14798.0975 | 14999.8386 | 15201.5797 | 15403.3209 | 15605.062 | 15806.8032 | 16008.5443 | 16210.2855 | 16412.0266 | 16613.7677 | 16815.5089 | 17017.25 | 17218.9912 | 17420.7323 | 17622.4734 | 17824.2146 | 18025.9557 | 18227.6969 | 18429.438 | 18631.1791 | 18832.9203 | 19034.6614 | 19236.4026 | 19438.1437 | 19639.8849 | 19841.626 | 20043.3671 | 20245.1083 | 20446.8494 | 20648.5906 | 20850.3317 | 21052.0728 | 21253.814 | 21455.5551 | 21657.2963 | 21859.0374 | 22060.7786 | 22262.5197 | 22464.2608 | 22666.002 | 22867.7431 | 23069.4843 | 23271.2254 | 23472.9665 | 23674.7077 | 23876.4488 | 24078.19 | 24279.9311 | 24481.6722 | 24683.4134 | 24885.1545 | 25086.8957 | 25288.6368 | 25490.378 | 25692.1191 | 25893.8602 | 26095.6014 | 26297.3425 | 26499.0837 | 26700.8248 | 26902.5659 | 27104.3071 | 27306.0482 | 27507.7894 | 27709.5305 | 27911.2716 | 28113.0128 | 28314.7539 | 28516.4951 | 28718.2362 | 28919.9774 | 29121.7185 | 29323.4596 | 29525.2008 | 29726.9419 | 29928.6831 | 30130.4242 | 30332.1653 | 30533.9065 | 30735.6476 | 30937.3888 | 31139.1299 | 31340.8711 | 31542.6122 | 31744.3533 | 31946.0945 | 32147.8356 | 32349.5768 | 32551.3179 | 32753.059 | 32954.8002 | 33156.5413 | 33358.2825 | 33560.0236 | 33761.7647 | 33963.5059 | 34165.247 | 34366.9882 | 34568.7293 | 34770.4705 | 34972.2116 | 35173.9527 | 35375.6939 | 35577.435 | 35779.1762 | 35980.9173 | 36182.6584 | 36384.3996 | 36586.1407 | 36787.8819 | 36989.623 | 37191.3642 | 37393.1053 | 37594.8464 | 37796.5876 | 37998.3287 | 38200.0699 | 38401.811 | 38603.5521 | 38805.2933 | 39007.0344 | 39208.7756 | 39410.5167 | 39612.2578 | 39813.999 | 40015.7401 | 40217.4813 | 40419.2224 | 40620.9636 | 40822.7047 | 41024.4458 | 41226.187 | 41427.9281 | 41629.6693
Amps | CHANGE IN REVENUE | [204 empty] | Aver consumption | Customers
20 | Exis-Pre-paid meter system (Indigent Residential) to Prop-Pre-paid meter system (Indigent Residential)20 | 0 | -73.4492 | -62.7365 | -41.311 | 25.6842 | 97.2398 | 127.7858 | 158.3317 | 195.0422 | 231.7527 | 268.4632 | -215.9836 | -176.4824 | -136.9812 | -97.4801 | -57.9789 | -18.4777 | 21.0234 | 60.5246 | 100.0258 | 139.5269 | 179.0281 | 218.5293 | 258.0304 | 297.5316 | 337.0328 | 376.5339 | 416.0351 | 455.5363 | 495.0374 | 534.5386 | 574.0398 | 613.5409 | 653.0421 | 692.5433 | 732.0445 | 771.5456 | 811.0468 | 850.548 | 890.0491 | 929.5503 | 969.0515 | 1008.5526 | 1048.0538 | 1087.555 | 1127.0561 | 1166.5573 | 1206.0585 | 1245.5596 | 1285.0608 | 1324.562 | 1364.0631 | 1403.5643 | 1443.0655 | 1482.5666 | 1522.0678 | 1561.569 | 1601.0702 | 1640.5713 | 1680.0725 | 1719.5737 | 1759.0748 | 1798.576 | 1838.0772 | 1877.5783 | 1917.0795 | 1956.5807 | 1996.0818 | 2035.583 | 2075.0842 | 2114.5853 | 2154.0865 | 2193.5877 | 2233.0888 | 2272.59 | 2312.0912 | 2351.5923 | 2391.0935 | 2430.5947 | 2470.0959 | 2509.597 | 2549.0982 | 2588.5994 | 2628.1005 | 2667.6017 | 2707.1029 | 2746.604 | 2786.1052 | 2825.6064 | 2865.1075 | 2904.6087 | 2944.1099 | 2983.611 | 3023.1122 | 3062.6134 | 3102.1145 | 3141.6157 | 3181.1169 | 3220.618 | 3260.1192 | 3299.6204 | 3339.1216 | 3378.6227 | 3418.1239 | 3457.6251 | 3497.1262 | 3536.6274 | 3576.1286 | 3615.6297 | 3655.1309 | 3694.6321 | 3734.1332 | 3773.6344 | 3813.1356 | 3852.6367 | 3892.1379 | 3931.6391 | 3971.1402 | 4010.6414 | 4050.1426 | 4089.6437 | 4129.1449 | 4168.6461 | 4208.1473 | 4247.6484 | 4287.1496 | 4326.6508 | 4366.1519 | 4405.6531 | 4445.1543 | 4484.6554 | 4524.1566 | 4563.6578 | 4603.1589 | 4642.6601 | 4682.1613 | 4721.6624 | 4761.1636 | 4800.6648 | 4840.1659 | 4879.6671 | 4919.1683 | 4958.6694 | 4998.1706 | 5037.6718 | 5077.173 | 5116.6741 | 5156.1753 | 5195.6765 | 5235.1776 | 5274.6788 | 5314.18 | 5353.6811 | 5393.1823 | 5432.6835 | 5472.1846 | 5511.6858 | 5551.187 | 5590.6881 | 5630.1893 | 5669.6905 | 5709.1916 | 5748.6928 | 5788.194 | 5827.6951 | 5867.1963 | 5906.6975 | 5946.1987 | 5985.6998 | 6025.201 | 6064.7022 | 6104.2033 | 6143.7045 | 6183.2057 | 6222.7068 | 6262.208 | 6301.7092 | 6341.2103 | 6380.7115 | 6420.2127 | 6459.7138 | 6499.215 | 6538.7162 | 6578.2173 | 6617.7185 | 6657.2197 | 6696.7208 | 6736.222 | 6775.7232 | 6815.2244 | 6854.7255 | 6894.2267 | 6933.7279 | 6973.229 | 7012.7302 | 7052.2314 | 7091.7325 | 7131.2337 | 7170.7349 | 7210.236 | 7249.7372 | 7289.2384 | 7328.7395 | 7368.2407 | #REF! | #REF!
20 | Exis-Pre-paid Meter System (Non-Indigent Residential) to Prop-Households Alternative <=20 Amp:-20 | 0 | -53.974 | -107.9479 | -215.8959 | -282.8343 | -322.1215 | -374.767 | -427.4126 | -424.6219 | -421.8313 | -419.0406 | -416.2499 | -413.4592 | -410.6686 | -407.8779 | -405.0872 | -402.2965 | -399.5059 | -396.7152 | -393.9245 | -391.1338 | -388.3432 | -385.5525 | -382.7618 | -379.9711 | -377.1804 | -374.3898 | -371.5991 | -368.8084 | -366.0177 | -363.2271 | -360.4364 | -357.6457 | -354.855 | -352.0644 | -349.2737 | -346.483 | -343.6923 | -340.9017 | -338.111 | -335.3203 | -332.5296 | -329.7389 | -326.9483 | -324.1576 | -321.3669 | -318.5762 | -315.7856 | -312.9949 | -310.2042 | -307.4135 | -304.6229 | -301.8322 | -299.0415 | -296.2508 | -293.4602 | -290.6695 | -287.8788 | -285.0881 | -282.2974 | -279.5068 | -276.7161 | -273.9254 | -271.1347 | -268.3441 | -265.5534 | -262.7627 | -259.972 | -257.1814 | -254.3907 | -251.6 | -248.8093 | -246.0187 | -243.228 | -240.4373 | -237.6466 | -234.8559 | -232.0653 | -229.2746 | -226.4839 | -223.6932 | -220.9026 | -218.1119 | -215.3212 | -212.5305 | -209.7399 | -206.9492 | -204.1585 | -201.3678 | -198.5772 | -195.7865 | -192.9958 | -190.2051 | -187.4144 | -184.6238 | -181.8331 | -179.0424 | -176.2517 | -173.4611 | -170.6704 | -167.8797 | -165.089 | -162.2984 | -159.5077 | -156.717 | -153.9263 | -151.1357 | -148.345 | -145.5543 | -142.7636 | -139.9729 | -137.1823 | -134.3916 | -131.6009 | -128.8102 | -126.0196 | -123.2289 | -120.4382 | -117.6475 | -114.8569 | -112.0662 | -109.2755 | -106.4848 | -103.6942 | -100.9035 | -98.1128 | -95.3221 | -92.5314 | -89.7408 | -86.9501 | -84.1594 | -81.3687 | -78.5781 | -75.7874 | -72.9967 | -70.206 | -67.4154 | -64.6247 | -61.834 | -59.0433 | -56.2527 | -53.462 | -50.6713 | -47.8806 | -45.0899 | -42.2993 | -39.5086 | -36.7179 | -33.9272 | -31.1366 | -28.3459 | -25.5552 | -22.7645 | -19.9739 | -17.1832 | -14.3925 | -11.6018 | -8.8112 | -6.0205 | -3.2298 | -0.43912 | 2.3516 | 5.1422 | 7.9329 | 10.7236 | 13.5143 | 16.3049 | 19.0956 | 21.8863 | 24.677 | 27.4676 | 30.2583 | 33.049 | 35.8397 | 38.6303 | 41.421 | 44.2117 | 47.0024 | 49.7931 | 52.5837 | 55.3744 | 58.1651 | 60.9558 | 63.7464 | 66.5371 | 69.3278 | 72.1185 | 74.9091 | 77.6998 | 80.4905 | 83.2812 | 86.0718 | 88.8625 | 91.6532 | 94.4439 | 97.2346 | 100.0252 | 102.8159 | 105.6066 | 108.3973 | 111.1879 | 113.9786 | 116.7693 | 119.56 | #REF! | #REF!
30 | Exis-Households Alternative <=20 Amp:- to Prop-Households Alternative <=20 Amp:-20 | 0 | 16.2199 | 32.4397 | 64.8794 | 138.3287 | 229.8906 | 298.5554 | 367.2202 | 491.3213 | 615.4224 | 739.5235 | 863.6246 | 987.7257 | 1111.8268 | 1235.9279 | 1360.029 | 1484.1301 | 1608.2312 | 1732.3323 | 1856.4334 | 1980.5345 | 2104.6356 | 2228.7366 | 2352.8377 | 2476.9388 | 2601.0399 | 2725.141 | 2849.2421 | 2973.3432 | 3097.4443 | 3221.5454 | 3345.6465 | 3469.7476 | 3593.8487 | 3717.9498 | 3842.0509 | 3966.152 | 4090.2531 | 4214.3542 | 4338.4552 | 4462.5563 | 4586.6574 | 4710.7585 | 4834.8596 | 4958.9607 | 5083.0618 | 5207.1629 | 5331.264 | 5455.3651 | 5579.4662 | 5703.5673 | 5827.6684 | 5951.7695 | 6075.8706 | 6199.9717 | 6324.0727 | 6448.1738 | 6572.2749 | 6696.376 | 6820.4771 | 6944.5782 | 7068.6793 | 7192.7804 | 7316.8815 | 7440.9826 | 7565.0837 | 7689.1848 | 7813.2859 | 7937.387 | 8061.4881 | 8185.5892 | 8309.6903 | 8433.7913 | 8557.8924 | 8681.9935 | 8806.0946 | 8930.1957 | 9054.2968 | 9178.3979 | 9302.499 | 9426.6001 | 9550.7012 | 9674.8023 | 9798.9034 | 9923.0045 | 10047.1056 | 10171.2067 | 10295.3078 | 10419.4088 | 10543.5099 | 10667.611 | 10791.7121 | 10915.8132 | 11039.9143 | 11164.0154 | 11288.1165 | 11412.2176 | 11536.3187 | 11660.4198 | 11784.5209 | 11908.622 | 12032.7231 | 12156.8242 | 12280.9253 | 12405.0264 | 12529.1274 | 12653.2285 | 12777.3296 | 12901.4307 | 13025.5318 | 13149.6329 | 13273.734 | 13397.8351 | 13521.9362 | 13646.0373 | 13770.1384 | 13894.2395 | 14018.3406 | 14142.4417 | 14266.5428 | 14390.6439 | 14514.7449 | 14638.846 | 14762.9471 | 14887.0482 | 15011.1493 | 15135.2504 | 15259.3515 | 15383.4526 | 15507.5537 | 15631.6548 | 15755.7559 | 15879.857 | 16003.9581 | 16128.0592 | 16252.1603 | 16376.2614 | 16500.3625 | 16624.4635 | 16748.5646 | 16872.6657 | 16996.7668 | 17120.8679 | 17244.969 | 17369.0701 | 17493.1712 | 17617.2723 | 17741.3734 | 17865.4745 | 17989.5756 | 18113.6767 | 18237.7778 | 18361.8789 | 18485.98 | 18610.081 | 18734.1821 | 18858.2832 | 18982.3843 | 19106.4854 | 19230.5865 | 19354.6876 | 19478.7887 | 19602.8898 | 19726.9909 | 19851.092 | 19975.1931 | 20099.2942 | 20223.3953 | 20347.4964 | 20471.5975 | 20595.6986 | 20719.7996 | 20843.9007 | 20968.0018 | 21092.1029 | 21216.204 | 21340.3051 | 21464.4062 | 21588.5073 | 21712.6084 | 21836.7095 | 21960.8106 | 22084.9117 | 22209.0128 | 22333.1139 | 22457.215 | 22581.3161 | 22705.4171 | 22829.5182 | 22953.6193 | 23077.7204 | 23201.8215 | 23325.9226 | 23450.0237 | 23574.1248 | 23698.2259 | 23822.327 | 23946.4281 | 24070.5292 | 24194.6303 | 24318.7314 | 24442.8325 | 24566.9336 | 24691.0347 | #REF! | #REF!
30 | Exis-Households Alternative <=20 Amp:- to Prop-Res 1 ph > 20 Amps30 | 269.8051 | 290.5581 | 311.311 | 352.817 | 394.3229 | 412.9318 | 408.6437 | 404.3556 | 400.0675 | 395.7795 | 391.4914 | 387.2033 | 382.9152 | 378.6271 | 374.339 | 370.0509 | 365.7629 | 361.4748 | 357.1867 | 352.8986 | 348.6105 | 344.3224 | 340.0343 | 335.7463 | 331.4582 | 327.1701 | 322.882 | 318.5939 | 314.3058 | 310.0177 | 305.7297 | 301.4416 | 297.1535 | 292.8654 | 288.5773 | 284.2892 | 280.0011 | 275.7131 | 271.425 | 267.1369 | 262.8488 | 258.5607 | 254.2726 | 249.9845 | 245.6965 | 241.4084 | 237.1203 | 232.8322 | 228.5441 | 224.256 | 219.9679 | 215.6799 | 211.3918 | 207.1037 | 202.8156 | 198.5275 | 194.2394 | 189.9513 | 185.6633 | 181.3752 | 177.0871 | 172.799 | 168.5109 | 164.2228 | 159.9347 | 155.6467 | 151.3586 | 147.0705 | 142.7824 | 138.4943 | 134.2062 | 129.9181 | 125.6301 | 121.342 | 117.0539 | 112.7658 | 108.4777 | 104.1896 | 99.9015 | 95.6135 | 91.3254 | 87.0373 | 82.7492 | 78.4611 | 74.173 | 69.8849 | 65.5969 | 61.3088 | 57.0207 | 52.7326 | 48.4445 | 44.1564 | 39.8683 | 35.5803 | 31.2922 | 27.0041 | 22.716 | 18.4279 | 14.1398 | 9.8517 | 5.5637 | 1.2756 | -3.0125 | -7.3006 | -11.5887 | -15.8768 | -20.1649 | -24.4529 | -28.741 | -33.0291 | -37.3172 | -41.6053 | -45.8934 | -50.1815 | -54.4695 | -58.7576 | -63.0457 | -67.3338 | -71.6219 | -75.91 | -80.1981 | -84.4861 | -88.7742 | -93.0623 | -97.3504 | -101.6385 | -105.9266 | -110.2147 | -114.5027 | -118.7908 | -123.0789 | -127.367 | -131.6551 | -135.9432 | -140.2313 | -144.5193 | -148.8074 | -153.0955 | -157.3836 | -161.6717 | -165.9598 | -170.2479 | -174.5359 | -178.824 | -183.1121 | -187.4002 | -191.6883 | -195.9764 | -200.2645 | -204.5525 | -208.8406 | -213.1287 | -217.4168 | -221.7049 | -225.993 | -230.2811 | -234.5691 | -238.8572 | -243.1453 | -247.4334 | -251.7215 | -256.0096 | -260.2977 | -264.5857 | -268.8738 | -273.1619 | -277.45 | -281.7381 | -286.0262 | -290.3143 | -294.6023 | -298.8904 | -303.1785 | -307.4666 | -311.7547 | -316.0428 | -320.3309 | -324.6189 | -328.907 | -333.1951 | -337.4832 | -341.7713 | -346.0594 | -350.3475 | -354.6355 | -358.9236 | -363.2117 | -367.4998 | -371.7879 | -376.076 | -380.3641 | -384.6522 | -388.9402 | -393.2283 | -397.5164 | -401.8045 | -406.0926 | -410.3807 | -414.6688 | -418.9568 | -423.2449 | -427.533 | -431.8211 | -436.1092 | #REF! | #REF!
40 | Exis-Households Alternative <=20 Amp:- to Prop-Res 1 ph > 20 Amps40 | 337.3777 | 358.1307 | 378.8836 | 420.3896 | 461.8955 | 480.5044 | 476.2163 | 471.9283 | 467.6402 | 463.3521 | 459.064 | 454.7759 | 450.4878 | 446.1997 | 441.9117 | 437.6236 | 433.3355 | 429.0474 | 424.7593 | 420.4712 | 416.1831 | 411.8951 | 407.607 | 403.3189 | 399.0308 | 394.7427 | 390.4546 | 386.1665 | 381.8785 | 377.5904 | 373.3023 | 369.0142 | 364.7261 | 360.438 | 356.1499 | 351.8619 | 347.5738 | 343.2857 | 338.9976 | 334.7095 | 330.4214 | 326.1333 | 321.8453 | 317.5572 | 313.2691 | 308.981 | 304.6929 | 300.4048 | 296.1167 | 291.8287 | 287.5406 | 283.2525 | 278.9644 | 274.6763 | 270.3882 | 266.1001 | 261.8121 | 257.524 | 253.2359 | 248.9478 | 244.6597 | 240.3716 | 236.0835 | 231.7955 | 227.5074 | 223.2193 | 218.9312 | 214.6431 | 210.355 | 206.0669 | 201.7789 | 197.4908 | 193.2027 | 188.9146 | 184.6265 | 180.3384 | 176.0503 | 171.7623 | 167.4742 | 163.1861 | 158.898 | 154.6099 | 150.3218 | 146.0337 | 141.7457 | 137.4576 | 133.1695 | 128.8814 | 124.5933 | 120.3052 | 116.0171 | 111.7291 | 107.441 | 103.1529 | 98.8648 | 94.5767 | 90.2886 | 86.0005 | 81.7125 | 77.4244 | 73.1363 | 68.8482 | 64.5601 | 60.272 | 55.9839 | 51.6959 | 47.4078 | 43.1197 | 38.8316 | 34.5435 | 30.2554 | 25.9673 | 21.6793 | 17.3912 | 13.1031 | 8.815 | 4.5269 | 0.23882 | -4.0493 | -8.3373 | -12.6254 | -16.9135 | -21.2016 | -25.4897 | -29.7778 | -34.0659 | -38.354 | -42.642 | -46.9301 | -51.2182 | -55.5063 | -59.7944 | -64.0825 | -68.3706 | -72.6586 | -76.9467 | -81.2348 | -85.5229 | -89.811 | -94.0991 | -98.3872 | -102.6752 | -106.9633 | -111.2514 | -115.5395 | -119.8276 | -124.1157 | -128.4038 | -132.6918 | -136.9799 | -141.268 | -145.5561 | -149.8442 | -154.1323 | -158.4204 | -162.7084 | -166.9965 | -171.2846 | -175.5727 | -179.8608 | -184.1489 | -188.437 | -192.725 | -197.0131 | -201.3012 | -205.5893 | -209.8774 | -214.1655 | -218.4536 | -222.7416 | -227.0297 | -231.3178 | -235.6059 | -239.894 | -244.1821 | -248.4702 | -252.7582 | -257.0463 | -261.3344 | -265.6225 | -269.9106 | -274.1987 | -278.4868 | -282.7748 | -287.0629 | -291.351 | -295.6391 | -299.9272 | -304.2153 | -308.5034 | -312.7914 | -317.0795 | -321.3676 | -325.6557 | -329.9438 | -334.2319 | -338.52 | -342.808 | -347.0961 | -351.3842 | -355.6723 | -359.9604 | -364.2485 | -368.5366 | #REF! | #REF!
50 | Exis-Households Alternative <=20 Amp:- to Prop-Res 1 ph > 20 Amps50 | 404.9503 | 425.7033 | 446.4563 | 487.9622 | 529.4681 | 548.0771 | 543.789 | 539.5009 | 535.2128 | 530.9247 | 526.6366 | 522.3485 | 518.0605 | 513.7724 | 509.4843 | 505.1962 | 500.9081 | 496.62 | 492.3319 | 488.0439 | 483.7558 | 479.4677 | 475.1796 | 470.8915 | 466.6034 | 462.3153 | 458.0273 | 453.7392 | 449.4511 | 445.163 | 440.8749 | 436.5868 | 432.2987 | 428.0107 | 423.7226 | 419.4345 | 415.1464 | 410.8583 | 406.5702 | 402.2821 | 397.9941 | 393.706 | 389.4179 | 385.1298 | 380.8417 | 376.5536 | 372.2655 | 367.9775 | 363.6894 | 359.4013 | 355.1132 | 350.8251 | 346.537 | 342.2489 | 337.9609 | 333.6728 | 329.3847 | 325.0966 | 320.8085 | 316.5204 | 312.2323 | 307.9442 | 303.6562 | 299.3681 | 295.08 | 290.7919 | 286.5038 | 282.2157 | 277.9276 | 273.6396 | 269.3515 | 265.0634 | 260.7753 | 256.4872 | 252.1991 | 247.911 | 243.623 | 239.3349 | 235.0468 | 230.7587 | 226.4706 | 222.1825 | 217.8944 | 213.6064 | 209.3183 | 205.0302 | 200.7421 | 196.454 | 192.1659 | 187.8778 | 183.5898 | 179.3017 | 175.0136 | 170.7255 | 166.4374 | 162.1493 | 157.8612 | 153.5732 | 149.2851 | 144.997 | 140.7089 | 136.4208 | 132.1327 | 127.8446 | 123.5566 | 119.2685 | 114.9804 | 110.6923 | 106.4042 | 102.1161 | 97.828 | 93.54 | 89.2519 | 84.9638 | 80.6757 | 76.3876 | 72.0995 | 67.8114 | 63.5234 | 59.2353 | 54.9472 | 50.6591 | 46.371 | 42.0829 | 37.7948 | 33.5068 | 29.2187 | 24.9306 | 20.6425 | 16.3544 | 12.0663 | 7.7782 | 3.4902 | -0.79793 | -5.086 | -9.3741 | -13.6622 | -17.9503 | -22.2384 | -26.5264 | -30.8145 | -35.1026 | -39.3907 | -43.6788 | -47.9669 | -52.255 | -56.543 | -60.8311 | -65.1192 | -69.4073 | -73.6954 | -77.9835 | -82.2716 | -86.5596 | -90.8477 | -95.1358 | -99.4239 | -103.712 | -108.0001 | -112.2882 | -116.5762 | -120.8643 | -125.1524 | -129.4405 | -133.7286 | -138.0167 | -142.3048 | -146.5928 | -150.8809 | -155.169 | -159.4571 | -163.7452 | -168.0333 | -172.3214 | -176.6094 | -180.8975 | -185.1856 | -189.4737 | -193.7618 | -198.0499 | -202.338 | -206.626 | -210.9141 | -215.2022 | -219.4903 | -223.7784 | -228.0665 | -232.3546 | -236.6426 | -240.9307 | -245.2188 | -249.5069 | -253.795 | -258.0831 | -262.3712 | -266.6592 | -270.9473 | -275.2354 | -279.5235 | -283.8116 | -288.0997 | -292.3878 | -296.6758 | -300.9639 | #REF! | #REF!
60 | Exis-Households Alternative <=20 Amp:- to Prop-Res 1 ph > 20 Amps60 | 472.523 | 493.2759 | 514.0289 | 555.5348 | 597.0408 | 615.6497 | 611.3616 | 607.0735 | 602.7854 | 598.4973 | 594.2092 | 589.9212 | 585.6331 | 581.345 | 577.0569 | 572.7688 | 568.4807 | 564.1926 | 559.9046 | 555.6165 | 551.3284 | 547.0403 | 542.7522 | 538.4641 | 534.176 | 529.888 | 525.5999 | 521.3118 | 517.0237 | 512.7356 | 508.4475 | 504.1594 | 499.8714 | 495.5833 | 491.2952 | 487.0071 | 482.719 | 478.4309 | 474.1428 | 469.8548 | 465.5667 | 461.2786 | 456.9905 | 452.7024 | 448.4143 | 444.1262 | 439.8382 | 435.5501 | 431.262 | 426.9739 | 422.6858 | 418.3977 | 414.1096 | 409.8216 | 405.5335 | 401.2454 | 396.9573 | 392.6692 | 388.3811 | 384.093 | 379.805 | 375.5169 | 371.2288 | 366.9407 | 362.6526 | 358.3645 | 354.0764 | 349.7884 | 345.5003 | 341.2122 | 336.9241 | 332.636 | 328.3479 | 324.0598 | 319.7718 | 315.4837 | 311.1956 | 306.9075 | 302.6194 | 298.3313 | 294.0432 | 289.7552 | 285.4671 | 281.179 | 276.8909 | 272.6028 | 268.3147 | 264.0266 | 259.7386 | 255.4505 | 251.1624 | 246.8743 | 242.5862 | 238.2981 | 234.01 | 229.722 | 225.4339 | 221.1458 | 216.8577 | 212.5696 | 208.2815 | 203.9934 | 199.7054 | 195.4173 | 191.1292 | 186.8411 | 182.553 | 178.2649 | 173.9768 | 169.6888 | 165.4007 | 161.1126 | 156.8245 | 152.5364 | 148.2483 | 143.9602 | 139.6722 | 135.3841 | 131.096 | 126.8079 | 122.5198 | 118.2317 | 113.9436 | 109.6556 | 105.3675 | 101.0794 | 96.7913 | 92.5032 | 88.2151 | 83.927 | 79.639 | 75.3509 | 71.0628 | 66.7747 | 62.4866 | 58.1985 | 53.9104 | 49.6224 | 45.3343 | 41.0462 | 36.7581 | 32.47 | 28.1819 | 23.8938 | 19.6058 | 15.3177 | 11.0296 | 6.7415 | 2.4534 | -1.8347 | -6.1228 | -10.4108 | -14.6989 | -18.987 | -23.2751 | -27.5632 | -31.8513 | -36.1394 | -40.4274 | -44.7155 | -49.0036 | -53.2917 | -57.5798 | -61.8679 | -66.156 | -70.444 | -74.7321 | -79.0202 | -83.3083 | -87.5964 | -91.8845 | -96.1726 | -100.4606 | -104.7487 | -109.0368 | -113.3249 | -117.613 | -121.9011 | -126.1892 | -130.4772 | -134.7653 | -139.0534 | -143.3415 | -147.6296 | -151.9177 | -156.2058 | -160.4938 | -164.7819 | -169.07 | -173.3581 | -177.6462 | -181.9343 | -186.2224 | -190.5104 | -194.7985 | -199.0866 | -203.3747 | -207.6628 | -211.9509 | -216.239 | -220.527 | -224.8151 | -229.1032 | -233.3913
120 | Exis-Households Alternative <=20 Amp:- to Prop-Res 1 ph > 20 Amps120 | 877.9587 | 898.7117 | 919.4646 | 960.9706 | 1002.4765 | 1021.0854 | 1016.7973 | 1012.5093 | 1008.2212 | 1003.9331 | 999.645 | 995.3569 | 991.0688 | 986.7807 | 982.4927 | 978.2046 | 973.9165 | 969.6284 | 965.3403 | 961.0522 | 956.7641 | 952.4761 | 948.188 | 943.8999 | 939.6118 | 935.3237 | 931.0356 | 926.7475 | 922.4595 | 918.1714 | 913.8833 | 909.5952 | 905.3071 | 901.019 | 896.7309 | 892.4428 | 888.1548 | 883.8667 | 879.5786 | 875.2905 | 871.0024 | 866.7143 | 862.4262 | 858.1382 | 853.8501 | 849.562 | 845.2739 | 840.9858 | 836.6977 | 832.4096 | 828.1216 | 823.8335 | 819.5454 | 815.2573 | 810.9692 | 806.6811 | 802.393 | 798.105 | 793.8169 | 789.5288 | 785.2407 | 780.9526 | 776.6645 | 772.3764 | 768.0884 | 763.8003 | 759.5122 | 755.2241 | 750.936 | 746.6479 | 742.3598 | 738.0718 | 733.7837 | 729.4956 | 725.2075 | 720.9194 | 716.6313 | 712.3432 | 708.0552 | 703.7671 | 699.479 | 695.1909 | 690.9028 | 686.6147 | 682.3266 | 678.0386 | 673.7505 | 669.4624 | 665.1743 | 660.8862 | 656.5981 | 652.31 | 648.022 | 643.7339 | 639.4458 | 635.1577 | 630.8696 | 626.5815 | 622.2934 | 618.0054 | 613.7173 | 609.4292 | 605.1411 | 600.853 | 596.5649 | 592.2768 | 587.9888 | 583.7007 | 579.4126 | 575.1245 | 570.8364 | 566.5483 | 562.2602 | 557.9722 | 553.6841 | 549.396 | 545.1079 | 540.8198 | 536.5317 | 532.2436 | 527.9556 | 523.6675 | 519.3794 | 515.0913 | 510.8032 | 506.5151 | 502.227 | 497.939 | 493.6509 | 489.3628 | 485.0747 | 480.7866 | 476.4985 | 472.2104 | 467.9224 | 463.6343 | 459.3462 | 455.0581 | 450.77 | 446.4819 | 442.1938 | 437.9058 | 433.6177 | 429.3296 | 425.0415 | 420.7534 | 416.4653 | 412.1772 | 407.8892 | 403.6011 | 399.313 | 395.0249 | 390.7368 | 386.4487 | 382.1606 | 377.8726 | 373.5845 | 369.2964 | 365.0083 | 360.7202 | 356.4321 | 352.144 | 347.856 | 343.5679 | 339.2798 | 334.9917 | 330.7036 | 326.4155 | 322.1274 | 317.8394 | 313.5513 | 309.2632 | 304.9751 | 300.687 | 296.3989 | 292.1108 | 287.8228 | 283.5347 | 279.2466 | 274.9585 | 270.6704 | 266.3823 | 262.0942 | 257.8062 | 253.5181 | 249.23 | 244.9419 | 240.6538 | 236.3657 | 232.0776 | 227.7896 | 223.5015 | 219.2134 | 214.9253 | 210.6372 | 206.3491 | 202.061 | 197.773 | 193.4849 | 189.1968 | 184.9087 | 180.6206 | 176.3325 | 172.0444
30 | Exis-Residential Consumers (Houses, Flats & Farms) Non Indigent: > 20 Amp single phase to Prop-Res 1 ph > 20 Amps30 | -47.8784 | -27.1255 | -29.2695 | -33.5576 | -37.8457 | -84.0984 | -172.3158 | -260.5332 | -400.2581 | -539.983 | -679.7079 | -819.4328 | -959.1576 | -1098.8825 | -1238.6074 | -1378.3323 | -1518.0572 | -1657.782 | -1797.5069 | -1937.2318 | -2076.9567 | -2216.6816 | -2356.4064 | -2496.1313 | -2635.8562 | -2775.5811 | -2915.306 | -3055.0308 | -3194.7557 | -3334.4806 | -3474.2055 | -3613.9304 | -3753.6553 | -3893.3801 | -4033.105 | -4172.8299 | -4312.5548 | -4452.2797 | -4592.0045 | -4731.7294 | -4871.4543 | -5011.1792 | -5150.9041 | -5290.6289 | -5430.3538 | -5570.0787 | -5709.8036 | -5849.5285 | -5989.2534 | -6128.9782 | -6268.7031 | -6408.428 | -6548.1529 | -6687.8778 | -6827.6026 | -6967.3275 | -7107.0524 | -7246.7773 | -7386.5022 | -7526.227 | -7665.9519 | -7805.6768 | -7945.4017 | -8085.1266 | -8224.8514 | -8364.5763 | -8504.3012 | -8644.0261 | -8783.751 | -8923.4759 | -9063.2007 | -9202.9256 | -9342.6505 | -9482.3754 | -9622.1003 | -9761.8251 | -9901.55 | -10041.2749 | -10180.9998 | -10320.7247 | -10460.4495 | -10600.1744 | -10739.8993 | -10879.6242 | -11019.3491 | -11159.0739 | -11298.7988 | -11438.5237 | -11578.2486 | -11717.9735 | -11857.6984 | -11997.4232 | -12137.1481 | -12276.873 | -12416.5979 | -12556.3228 | -12696.0476 | -12835.7725 | -12975.4974 | -13115.2223 | -13254.9472 | -13394.672 | -13534.3969 | -13674.1218 | -13813.8467 | -13953.5716 | -14093.2965 | -14233.0213 | -14372.7462 | -14512.4711 | -14652.196 | -14791.9209 | -14931.6457 | -15071.3706 | -15211.0955 | -15350.8204 | -15490.5453 | -15630.2701 | -15769.995 | -15909.7199 | -16049.4448 | -16189.1697 | -16328.8945 | -16468.6194 | -16608.3443 | -16748.0692 | -16887.7941 | -17027.519 | -17167.2438 | -17306.9687 | -17446.6936 | -17586.4185 | -17726.1434 | -17865.8682 | -18005.5931 | -18145.318 | -18285.0429 | -18424.7678 | -18564.4926 | -18704.2175 | -18843.9424 | -18983.6673 | -19123.3922 | -19263.1171 | -19402.8419 | -19542.5668 | -19682.2917 | -19822.0166 | -19961.7415 | -20101.4663 | -20241.1912 | -20380.9161 | -20520.641 | -20660.3659 | -20800.0907 | -20939.8156 | -21079.5405 | -21219.2654 | -21358.9903 | -21498.7151 | -21638.44 | -21778.1649 | -21917.8898 | -22057.6147 | -22197.3396 | -22337.0644 | -22476.7893 | -22616.5142 | -22756.2391 | -22895.964 | -23035.6888 | -23175.4137 | -23315.1386 | -23454.8635 | -23594.5884 | -23734.3132 | -23874.0381 | -24013.763 | -24153.4879 | -24293.2128 | -24432.9376 | -24572.6625 | -24712.3874 | -24852.1123 | -24991.8372 | -25131.5621 | -25271.2869 | -25411.0118 | -25550.7367 | -25690.4616 | -25830.1865 | -25969.9113 | -26109.6362 | -26249.3611 | -26389.086 | -26528.8109 | -26668.5357 | -26808.2606 | -26947.9855 | -27087.7104 | -27227.4353 | -27367.1602 | -27506.885 | -27646.6099 | #REF! | #REF!
40 | Exis-Residential Consumers (Houses, Flats & Farms) Non Indigent: > 20 Amp single phase to Prop-Res 1 ph > 20 Amps40 | 19.6942 | 40.4471 | 38.3031 | 34.015 | 29.7269 | -16.5258 | -104.7432 | -192.9606 | -332.6855 | -472.4104 | -612.1352 | -751.8601 | -891.585 | -1031.3099 | -1171.0348 | -1310.7597 | -1450.4845 | -1590.2094 | -1729.9343 | -1869.6592 | -2009.3841 | -2149.1089 | -2288.8338 | -2428.5587 | -2568.2836 | -2708.0085 | -2847.7333 | -2987.4582 | -3127.1831 | -3266.908 | -3406.6329 | -3546.3577 | -3686.0826 | -3825.8075 | -3965.5324 | -4105.2573 | -4244.9822 | -4384.707 | -4524.4319 | -4664.1568 | -4803.8817 | -4943.6066 | -5083.3314 | -5223.0563 | -5362.7812 | -5502.5061 | -5642.231 | -5781.9558 | -5921.6807 | -6061.4056 | -6201.1305 | -6340.8554 | -6480.5803 | -6620.3051 | -6760.03 | -6899.7549 | -7039.4798 | -7179.2047 | -7318.9295 | -7458.6544 | -7598.3793 | -7738.1042 | -7877.8291 | -8017.5539 | -8157.2788 | -8297.0037 | -8436.7286 | -8576.4535 | -8716.1783 | -8855.9032 | -8995.6281 | -9135.353 | -9275.0779 | -9414.8028 | -9554.5276 | -9694.2525 | -9833.9774 | -9973.7023 | -10113.4272 | -10253.152 | -10392.8769 | -10532.6018 | -10672.3267 | -10812.0516 | -10951.7764 | -11091.5013 | -11231.2262 | -11370.9511 | -11510.676 | -11650.4008 | -11790.1257 | -11929.8506 | -12069.5755 | -12209.3004 | -12349.0253 | -12488.7501 | -12628.475 | -12768.1999 | -12907.9248 | -13047.6497 | -13187.3745 | -13327.0994 | -13466.8243 | -13606.5492 | -13746.2741 | -13885.9989 | -14025.7238 | -14165.4487 | -14305.1736 | -14444.8985 | -14584.6234 | -14724.3482 | -14864.0731 | -15003.798 | -15143.5229 | -15283.2478 | -15422.9726 | -15562.6975 | -15702.4224 | -15842.1473 | -15981.8722 | -16121.597 | -16261.3219 | -16401.0468 | -16540.7717 | -16680.4966 | -16820.2214 | -16959.9463 | -17099.6712 | -17239.3961 | -17379.121 | -17518.8459 | -17658.5707 | -17798.2956 | -17938.0205 | -18077.7454 | -18217.4703 | -18357.1951 | -18496.92 | -18636.6449 | -18776.3698 | -18916.0947 | -19055.8195 | -19195.5444 | -19335.2693 | -19474.9942 | -19614.7191 | -19754.444 | -19894.1688 | -20033.8937 | -20173.6186 | -20313.3435 | -20453.0684 | -20592.7932 | -20732.5181 | -20872.243 | -21011.9679 | -21151.6928 | -21291.4176 | -21431.1425 | -21570.8674 | -21710.5923 | -21850.3172 | -21990.042 | -22129.7669 | -22269.4918 | -22409.2167 | -22548.9416 | -22688.6665 | -22828.3913 | -22968.1162 | -23107.8411 | -23247.566 | -23387.2909 | -23527.0157 | -23666.7406 | -23806.4655 | -23946.1904 | -24085.9153 | -24225.6401 | -24365.365 | -24505.0899 | -24644.8148 | -24784.5397 | -24924.2645 | -25063.9894 | -25203.7143 | -25343.4392 | -25483.1641 | -25622.889 | -25762.6138 | -25902.3387 | -26042.0636 | -26181.7885 | -26321.5134 | -26461.2382 | -26600.9631 | -26740.688 | -26880.4129 | -27020.1378 | -27159.8626 | -27299.5875 | -27439.3124 | -27579.0373 | #REF! | #REF!
50 | Exis-Residential Consumers (Houses, Flats & Farms) Non Indigent: > 20 Amp single phase to Prop-Res 1 ph > 20 Amps50 | 87.2668 | 108.0198 | 105.8757 | 101.5876 | 97.2996 | 51.0468 | -37.1706 | -125.388 | -265.1129 | -404.8377 | -544.5626 | -684.2875 | -824.0124 | -963.7373 | -1103.4621 | -1243.187 | -1382.9119 | -1522.6368 | -1662.3617 | -1802.0866 | -1941.8114 | -2081.5363 | -2221.2612 | -2360.9861 | -2500.711 | -2640.4358 | -2780.1607 | -2919.8856 | -3059.6105 | -3199.3354 | -3339.0602 | -3478.7851 | -3618.51 | -3758.2349 | -3897.9598 | -4037.6846 | -4177.4095 | -4317.1344 | -4456.8593 | -4596.5842 | -4736.3091 | -4876.0339 | -5015.7588 | -5155.4837 | -5295.2086 | -5434.9335 | -5574.6583 | -5714.3832 | -5854.1081 | -5993.833 | -6133.5579 | -6273.2827 | -6413.0076 | -6552.7325 | -6692.4574 | -6832.1823 | -6971.9072 | -7111.632 | -7251.3569 | -7391.0818 | -7530.8067 | -7670.5316 | -7810.2564 | -7949.9813 | -8089.7062 | -8229.4311 | -8369.156 | -8508.8808 | -8648.6057 | -8788.3306 | -8928.0555 | -9067.7804 | -9207.5052 | -9347.2301 | -9486.955 | -9626.6799 | -9766.4048 | -9906.1297 | -10045.8545 | -10185.5794 | -10325.3043 | -10465.0292 | -10604.7541 | -10744.4789 | -10884.2038 | -11023.9287 | -11163.6536 | -11303.3785 | -11443.1033 | -11582.8282 | -11722.5531 | -11862.278 | -12002.0029 | -12141.7277 | -12281.4526 | -12421.1775 | -12560.9024 | -12700.6273 | -12840.3522 | -12980.077 | -13119.8019 | -13259.5268 | -13399.2517 | -13538.9766 | -13678.7014 | -13818.4263 | -13958.1512 | -14097.8761 | -14237.601 | -14377.3258 | -14517.0507 | -14656.7756 | -14796.5005 | -14936.2254 | -15075.9503 | -15215.6751 | -15355.4 | -15495.1249 | -15634.8498 | -15774.5747 | -15914.2995 | -16054.0244 | -16193.7493 | -16333.4742 | -16473.1991 | -16612.9239 | -16752.6488 | -16892.3737 | -17032.0986 | -17171.8235 | -17311.5483 | -17451.2732 | -17590.9981 | -17730.723 | -17870.4479 | -18010.1728 | -18149.8976 | -18289.6225 | -18429.3474 | -18569.0723 | -18708.7972 | -18848.522 | -18988.2469 | -19127.9718 | -19267.6967 | -19407.4216 | -19547.1464 | -19686.8713 | -19826.5962 | -19966.3211 | -20106.046 | -20245.7709 | -20385.4957 | -20525.2206 | -20664.9455 | -20804.6704 | -20944.3953 | -21084.1201 | -21223.845 | -21363.5699 | -21503.2948 | -21643.0197 | -21782.7445 | -21922.4694 | -22062.1943 | -22201.9192 | -22341.6441 | -22481.3689 | -22621.0938 | -22760.8187 | -22900.5436 | -23040.2685 | -23179.9934 | -23319.7182 | -23459.4431 | -23599.168 | -23738.8929 | -23878.6178 | -24018.3426 | -24158.0675 | -24297.7924 | -24437.5173 | -24577.2422 | -24716.967 | -24856.6919 | -24996.4168 | -25136.1417 | -25275.8666 | -25415.5914 | -25555.3163 | -25695.0412 | -25834.7661 | -25974.491 | -26114.2159 | -26253.9407 | -26393.6656 | -26533.3905 | -26673.1154 | -26812.8403 | -26952.5651 | -27092.29 | -27232.0149 | -27371.7398 | -27511.4647 | #REF! | #REF!
60 | Exis-Residential Consumers (Houses, Flats & Farms) Non Indigent: > 20 Amp single phase to Prop-Res 1 ph > 20 Amps60 | 154.8394 | 175.5924 | 173.4484 | 169.1603 | 164.8722 | 118.6194 | 30.402 | -57.8154 | -197.5402 | -337.2651 | -476.99 | -616.7149 | -756.4398 | -896.1646 | -1035.8895 | -1175.6144 | -1315.3393 | -1455.0642 | -1594.789 | -1734.5139 | -1874.2388 | -2013.9637 | -2153.6886 | -2293.4135 | -2433.1383 | -2572.8632 | -2712.5881 | -2852.313 | -2992.0379 | -3131.7627 | -3271.4876 | -3411.2125 | -3550.9374 | -3690.6623 | -3830.3871 | -3970.112 | -4109.8369 | -4249.5618 | -4389.2867 | -4529.0115 | -4668.7364 | -4808.4613 | -4948.1862 | -5087.9111 | -5227.636 | -5367.3608 | -5507.0857 | -5646.8106 | -5786.5355 | -5926.2604 | -6065.9852 | -6205.7101 | -6345.435 | -6485.1599 | -6624.8848 | -6764.6096 | -6904.3345 | -7044.0594 | -7183.7843 | -7323.5092 | -7463.2341 | -7602.9589 | -7742.6838 | -7882.4087 | -8022.1336 | -8161.8585 | -8301.5833 | -8441.3082 | -8581.0331 | -8720.758 | -8860.4829 | -9000.2077 | -9139.9326 | -9279.6575 | -9419.3824 | -9559.1073 | -9698.8321 | -9838.557 | -9978.2819 | -10118.0068 | -10257.7317 | -10397.4566 | -10537.1814 | -10676.9063 | -10816.6312 | -10956.3561 | -11096.081 | -11235.8058 | -11375.5307 | -11515.2556 | -11654.9805 | -11794.7054 | -11934.4302 | -12074.1551 | -12213.88 | -12353.6049 | -12493.3298 | -12633.0546 | -12772.7795 | -12912.5044 | -13052.2293 | -13191.9542 | -13331.6791 | -13471.4039 | -13611.1288 | -13750.8537 | -13890.5786 | -14030.3035 | -14170.0283 | -14309.7532 | -14449.4781 | -14589.203 | -14728.9279 | -14868.6527 | -15008.3776 | -15148.1025 | -15287.8274 | -15427.5523 | -15567.2772 | -15707.002 | -15846.7269 | -15986.4518 | -16126.1767 | -16265.9016 | -16405.6264 | -16545.3513 | -16685.0762 | -16824.8011 | -16964.526 | -17104.2508 | -17243.9757 | -17383.7006 | -17523.4255 | -17663.1504 | -17802.8752 | -17942.6001 | -18082.325 | -18222.0499 | -18361.7748 | -18501.4997 | -18641.2245 | -18780.9494 | -18920.6743 | -19060.3992 | -19200.1241 | -19339.8489 | -19479.5738 | -19619.2987 | -19759.0236 | -19898.7485 | -20038.4733 | -20178.1982 | -20317.9231 | -20457.648 | -20597.3729 | -20737.0978 | -20876.8226 | -21016.5475 | -21156.2724 | -21295.9973 | -21435.7222 | -21575.447 | -21715.1719 | -21854.8968 | -21994.6217 | -22134.3466 | -22274.0714 | -22413.7963 | -22553.5212 | -22693.2461 | -22832.971 | -22972.6958 | -23112.4207 | -23252.1456 | -23391.8705 | -23531.5954 | -23671.3203 | -23811.0451 | -23950.77 | -24090.4949 | -24230.2198 | -24369.9447 | -24509.6695 | -24649.3944 | -24789.1193 | -24928.8442 | -25068.5691 | -25208.2939 | -25348.0188 | -25487.7437 | -25627.4686 | -25767.1935 | -25906.9183 | -26046.6432 | -26186.3681 | -26326.093 | -26465.8179 | -26605.5428 | -26745.2676 | -26884.9925 | -27024.7174 | -27164.4423 | -27304.1672 | -27443.892 | #REF! | #REF!
120 | Exis-Residential Consumers (Houses, Flats & Farms) Non Indigent: > 20 Amp single phase to Prop-Res 1 ph > 20 Amps120 | 560.2752 | 581.0281 | 578.8841 | 574.596 | 570.3079 | 524.0552 | 435.8378 | 347.6204 | 207.8955 | 68.1706 | -71.5543 | -211.2791 | -351.004 | -490.7289 | -630.4538 | -770.1787 | -909.9035 | -1049.6284 | -1189.3533 | -1329.0782 | -1468.8031 | -1608.5279 | -1748.2528 | -1887.9777 | -2027.7026 | -2167.4275 | -2307.1524 | -2446.8772 | -2586.6021 | -2726.327 | -2866.0519 | -3005.7768 | -3145.5016 | -3285.2265 | -3424.9514 | -3564.6763 | -3704.4012 | -3844.126 | -3983.8509 | -4123.5758 | -4263.3007 | -4403.0256 | -4542.7504 | -4682.4753 | -4822.2002 | -4961.9251 | -5101.65 | -5241.3749 | -5381.0997 | -5520.8246 | -5660.5495 | -5800.2744 | -5939.9993 | -6079.7241 | -6219.449 | -6359.1739 | -6498.8988 | -6638.6237 | -6778.3485 | -6918.0734 | -7057.7983 | -7197.5232 | -7337.2481 | -7476.9729 | -7616.6978 | -7756.4227 | -7896.1476 | -8035.8725 | -8175.5974 | -8315.3222 | -8455.0471 | -8594.772 | -8734.4969 | -8874.2218 | -9013.9466 | -9153.6715 | -9293.3964 | -9433.1213 | -9572.8462 | -9712.571 | -9852.2959 | -9992.0208 | -10131.7457 | -10271.4706 | -10411.1955 | -10550.9203 | -10690.6452 | -10830.3701 | -10970.095 | -11109.8199 | -11249.5447 | -11389.2696 | -11528.9945 | -11668.7194 | -11808.4443 | -11948.1691 | -12087.894 | -12227.6189 | -12367.3438 | -12507.0687 | -12646.7935 | -12786.5184 | -12926.2433 | -13065.9682 | -13205.6931 | -13345.418 | -13485.1428 | -13624.8677 | -13764.5926 | -13904.3175 | -14044.0424 | -14183.7672 | -14323.4921 | -14463.217 | -14602.9419 | -14742.6668 | -14882.3916 | -15022.1165 | -15161.8414 | -15301.5663 | -15441.2912 | -15581.016 | -15720.7409 | -15860.4658 | -16000.1907 | -16139.9156 | -16279.6405 | -16419.3653 | -16559.0902 | -16698.8151 | -16838.54 | -16978.2649 | -17117.9897 | -17257.7146 | -17397.4395 | -17537.1644 | -17676.8893 | -17816.6141 | -17956.339 | -18096.0639 | -18235.7888 | -18375.5137 | -18515.2386 | -18654.9634 | -18794.6883 | -18934.4132 | -19074.1381 | -19213.863 | -19353.5878 | -19493.3127 | -19633.0376 | -19772.7625 | -19912.4874 | -20052.2122 | -20191.9371 | -20331.662 | -20471.3869 | -20611.1118 | -20750.8366 | -20890.5615 | -21030.2864 | -21170.0113 | -21309.7362 | -21449.4611 | -21589.1859 | -21728.9108 | -21868.6357 | -22008.3606 | -22148.0855 | -22287.8103 | -22427.5352 | -22567.2601 | -22706.985 | -22846.7099 | -22986.4347 | -23126.1596 | -23265.8845 | -23405.6094 | -23545.3343 | -23685.0592 | -23824.784 | -23964.5089 | -24104.2338 | -24243.9587 | -24383.6836 | -24523.4084 | -24663.1333 | -24802.8582 | -24942.5831 | -25082.308 | -25222.0328 | -25361.7577 | -25501.4826 | -25641.2075 | -25780.9324 | -25920.6572 | -26060.3821 | -26200.107 | -26339.8319 | -26479.5568 | -26619.2817 | -26759.0065 | -26898.7314 | -27038.4563 | #REF! | #REF!
[13 empty] | Customers | kWh/m
Amps | CHANGE % | 0 | 50 | 100 | 200 | 300 | 400 | 500 | 600 | 700 | 800 | 900 | 1000 | 1100 | 1200 | 1300 | 1400 | 1500 | 1600 | 1700 | 1800 | 1900 | 2000 | 2100 | 2200 | 2300 | 2400 | 2500 | 2600 | 2700 | 2800 | 2900 | 3000 | 3100 | 3200 | 3300 | 3400 | 3500 | 3600 | 3700 | 3800 | 3900 | 4000 | 4100 | 4200 | 4300 | 4400 | 4500 | 4600 | 4700 | 4800 | 4900 | 5000 | 5100 | 5200 | 5300 | 5400 | 5500 | 5600 | 5700 | 5800 | 5900 | 6000 | 6100 | 6200 | 6300 | 6400 | 6500 | 6600 | 6700 | 6800 | 6900 | 7000 | 7100 | 7200 | 7300 | 7400 | 7500 | 7600 | 7700 | 7800 | 7900 | 8000 | 8100 | 8200 | 8300 | 8400 | 8500 | 8600 | 8700 | 8800 | 8900 | 9000 | 9100 | 9200 | 9300 | 9400 | 9500 | 9600 | 9700 | 9800 | 9900 | 10000 | 10100 | 10200 | 10300 | 10400 | 10500 | 10600 | 10700 | 10800 | 10900 | 11000 | 11100 | 11200 | 11300 | 11400 | 11500 | 11600 | 11700 | 11800 | 11900 | 12000 | 12100 | 12200 | 12300 | 12400 | 12500 | 12600 | 12700 | 12800 | 12900 | 13000 | 13100 | 13200 | 13300 | 13400 | 13500 | 13600 | 13700 | 13800 | 13900 | 14000 | 14100 | 14200 | 14300 | 14400 | 14500 | 14600 | 14700 | 14800 | 14900 | 15000 | 15100 | 15200 | 15300 | 15400 | 15500 | 15600 | 15700 | 15800 | 15900 | 16000 | 16100 | 16200 | 16300 | 16400 | 16500 | 16600 | 16700 | 16800 | 16900 | 17000 | 17100 | 17200 | 17300 | 17400 | 17500 | 17600 | 17700 | 17800 | 17900 | 18000 | 18100 | 18200 | 18300 | 18400 | 18500 | 18600 | 18700 | 18800 | 18900 | 19000 | 19100 | 19200 | 19300 | 19400 | 19500 | 19600 | 19700 | 19800 | 19900 | 20000 | 20100 | 20200
20 | Exis-Pre-paid meter system (Indigent Residential) to Prop-Pre-paid meter system (Indigent Residential)20 |  | -100% | -36.95% | -11.4% | 4.627% | 12.33% | 12.02% | 11.83% | 11.69% | 11.6% | 11.53% | -8.124% | -5.905% | -4.127% | -2.671% | -1.457% | -0.4288% | 0.4531% | 1.218% | 1.887% | 2.478% | 3.004% | 3.474% | 3.898% | 4.281% | 4.629% | 4.947% | 5.239% | 5.508% | 5.756% | 5.985% | 6.198% | 6.397% | 6.582% | 6.755% | 6.918% | 7.071% | 7.214% | 7.35% | 7.478% | 7.599% | 7.714% | 7.823% | 7.926% | 8.024% | 8.118% | 8.208% | 8.293% | 8.374% | 8.452% | 8.527% | 8.599% | 8.667% | 8.733% | 8.796% | 8.857% | 8.916% | 8.972% | 9.027% | 9.079% | 9.13% | 9.178% | 9.226% | 9.271% | 9.315% | 9.358% | 9.399% | 9.44% | 9.478% | 9.516% | 9.553% | 9.588% | 9.622% | 9.656% | 9.688% | 9.72% | 9.751% | 9.781% | 9.81% | 9.838% | 9.866% | 9.893% | 9.919% | 9.944% | 9.969% | 9.994% | 10.02% | 10.04% | 10.06% | 10.09% | 10.11% | 10.13% | 10.15% | 10.17% | 10.19% | 10.21% | 10.23% | 10.25% | 10.26% | 10.28% | 10.3% | 10.32% | 10.33% | 10.35% | 10.36% | 10.38% | 10.4% | 10.41% | 10.43% | 10.44% | 10.45% | 10.47% | 10.48% | 10.5% | 10.51% | 10.52% | 10.53% | 10.55% | 10.56% | 10.57% | 10.58% | 10.59% | 10.61% | 10.62% | 10.63% | 10.64% | 10.65% | 10.66% | 10.67% | 10.68% | 10.69% | 10.7% | 10.71% | 10.72% | 10.73% | 10.74% | 10.75% | 10.76% | 10.77% | 10.78% | 10.78% | 10.79% | 10.8% | 10.81% | 10.82% | 10.83% | 10.83% | 10.84% | 10.85% | 10.86% | 10.87% | 10.87% | 10.88% | 10.89% | 10.89% | 10.9% | 10.91% | 10.92% | 10.92% | 10.93% | 10.94% | 10.94% | 10.95% | 10.95% | 10.96% | 10.97% | 10.97% | 10.98% | 10.99% | 10.99% | 11% | 11% | 11.01% | 11.01% | 11.02% | 11.02% | 11.03% | 11.04% | 11.04% | 11.05% | 11.05% | 11.06% | 11.06% | 11.07% | 11.07% | 11.08% | 11.08% | 11.09% | 11.09% | 11.1% | 11.1% | 11.1% | 11.11% | 11.11% | 11.12% | 11.12% | 11.13% | 11.13% | 11.14% | 11.14% | 11.14% | 11.15% | 11.15% | 11.16%
20 | Exis-Pre-paid Meter System (Non-Indigent Residential) to Prop-Households Alternative <=20 Amp:-20 |  | -35.91% | -35.91% | -35.91% | -31.36% | -26.49% | -24.29% | -22.85% | -19.32% | -16.7% | -14.69% | -13.09% | -11.79% | -10.71% | -9.8% | -9.024% | -8.352% | -7.767% | -7.251% | -6.793% | -6.385% | -6.018% | -5.686% | -5.385% | -5.11% | -4.859% | -4.628% | -4.415% | -4.218% | -4.035% | -3.864% | -3.706% | -3.557% | -3.418% | -3.288% | -3.165% | -3.049% | -2.94% | -2.837% | -2.739% | -2.646% | -2.558% | -2.474% | -2.394% | -2.318% | -2.246% | -2.177% | -2.11% | -2.047% | -1.986% | -1.928% | -1.872% | -1.818% | -1.767% | -1.717% | -1.669% | -1.623% | -1.578% | -1.536% | -1.494% | -1.454% | -1.416% | -1.378% | -1.342% | -1.307% | -1.273% | -1.24% | -1.209% | -1.178% | -1.148% | -1.119% | -1.09% | -1.063% | -1.036% | -1.01% | -0.9849% | -0.9603% | -0.9363% | -0.913% | -0.8903% | -0.8682% | -0.8466% | -0.8255% | -0.805% | -0.7849% | -0.7654% | -0.7463% | -0.7276% | -0.7094% | -0.6916% | -0.6742% | -0.6572% | -0.6405% | -0.6243% | -0.6083% | -0.5927% | -0.5775% | -0.5625% | -0.5479% | -0.5336% | -0.5195% | -0.5058% | -0.4923% | -0.4791% | -0.4661% | -0.4534% | -0.4409% | -0.4287% | -0.4167% | -0.4049% | -0.3933% | -0.382% | -0.3708% | -0.3599% | -0.3491% | -0.3386% | -0.3282% | -0.318% | -0.3079% | -0.2981% | -0.2884% | -0.2789% | -0.2695% | -0.2603% | -0.2512% | -0.2423% | -0.2335% | -0.2249% | -0.2164% | -0.208% | -0.1997% | -0.1916% | -0.1836% | -0.1758% | -0.168% | -0.1604% | -0.1529% | -0.1455% | -0.1382% | -0.131% | -0.1239% | -0.1169% | -0.11% | -0.1032% | -0.09652% | -0.08992% | -0.0834% | -0.07698% | -0.07064% | -0.06439% | -0.05823% | -0.05215% | -0.04614% | -0.04022% | -0.03437% | -0.0286% | -0.02291% | -0.01729% | -0.01174% | -0.006256% | -0.0008452% | 0.004498% | 0.009775% | 0.01499% | 0.02013% | 0.02522% | 0.03024% | 0.0352% | 0.04011% | 0.04495% | 0.04974% | 0.05447% | 0.05914% | 0.06376% | 0.06833% | 0.07284% | 0.07731% | 0.08172% | 0.08608% | 0.09039% | 0.09466% | 0.09887% | 0.103% | 0.1072% | 0.1112% | 0.1153% | 0.1193% | 0.1232% | 0.1271% | 0.131% | 0.1348% | 0.1386% | 0.1423% | 0.146% | 0.1497% | 0.1533% | 0.1569% | 0.1605% | 0.164% | 0.1675% | 0.1709% | 0.1743% | 0.1777% | 0.1811%
30 | Exis-Households Alternative <=20 Amp:- to Prop-Res 1 ph > 20 Amps30 |  | 193.3% | 103.6% | 58.68% | 43.72% | 33.96% | 26.48% | 21.62% | 18.2% | 15.67% | 13.72% | 12.18% | 10.92% | 9.874% | 8.994% | 8.243% | 7.594% | 7.027% | 6.528% | 6.086% | 5.691% | 5.336% | 5.015% | 4.724% | 4.458% | 4.215% | 3.991% | 3.785% | 3.594% | 3.417% | 3.253% | 3.099% | 2.956% | 2.821% | 2.695% | 2.576% | 2.464% | 2.358% | 2.258% | 2.164% | 2.074% | 1.989% | 1.908% | 1.831% | 1.757% | 1.687% | 1.62% | 1.556% | 1.495% | 1.436% | 1.379% | 1.325% | 1.273% | 1.223% | 1.175% | 1.129% | 1.085% | 1.042% | 1% | 0.9601% | 0.9214% | 0.884% | 0.8479% | 0.8129% | 0.7791% | 0.7463% | 0.7145% | 0.6837% | 0.6538% | 0.6248% | 0.5967% | 0.5693% | 0.5427% | 0.5169% | 0.4918% | 0.4673% | 0.4435% | 0.4204% | 0.3978% | 0.3759% | 0.3544% | 0.3336% | 0.3132% | 0.2933% | 0.2739% | 0.255% | 0.2366% | 0.2185% | 0.2009% | 0.1837% | 0.1668% | 0.1504% | 0.1343% | 0.1185% | 0.1031% | 0.08803% | 0.07327% | 0.05882% | 0.04466% | 0.0308% | 0.01722% | 0.003908% | -0.009138% | -0.02193% | -0.03447% | -0.04677% | -0.05883% | -0.07066% | -0.08228% | -0.09368% | -0.1049% | -0.1158% | -0.1266% | -0.1372% | -0.1476% | -0.1579% | -0.1679% | -0.1778% | -0.1875% | -0.197% | -0.2064% | -0.2156% | -0.2247% | -0.2336% | -0.2424% | -0.251% | -0.2595% | -0.2678% | -0.2761% | -0.2841% | -0.2921% | -0.3% | -0.3077% | -0.3153% | -0.3228% | -0.3302% | -0.3375% | -0.3446% | -0.3517% | -0.3586% | -0.3655% | -0.3723% | -0.3789% | -0.3855% | -0.392% | -0.3984% | -0.4047% | -0.4109% | -0.417% | -0.423% | -0.429% | -0.4349% | -0.4407% | -0.4464% | -0.4521% | -0.4577% | -0.4632% | -0.4686% | -0.474% | -0.4793% | -0.4845% | -0.4897% | -0.4948% | -0.4998% | -0.5048% | -0.5097% | -0.5146% | -0.5194% | -0.5241% | -0.5288% | -0.5334% | -0.538% | -0.5425% | -0.547% | -0.5514% | -0.5558% | -0.5601% | -0.5644% | -0.5686% | -0.5728% | -0.5769% | -0.581% | -0.585% | -0.589% | -0.5929% | -0.5968% | -0.6007% | -0.6045% | -0.6083% | -0.612% | -0.6157% | -0.6194% | -0.623% | -0.6266% | -0.6301% | -0.6337% | -0.6371% | -0.6406% | -0.644% | -0.6473% | -0.6507% | -0.654% | -0.6572% | -0.6605%
40 | Exis-Households Alternative <=20 Amp:- to Prop-Res 1 ph > 20 Amps40 |  | 238.3% | 126% | 69.92% | 51.22% | 39.52% | 30.86% | 25.23% | 21.28% | 18.35% | 16.09% | 14.3% | 12.84% | 11.64% | 10.62% | 9.748% | 8.997% | 8.341% | 7.763% | 7.251% | 6.794% | 6.383% | 6.011% | 5.674% | 5.367% | 5.085% | 4.826% | 4.588% | 4.367% | 4.162% | 3.972% | 3.794% | 3.628% | 3.472% | 3.326% | 3.188% | 3.059% | 2.936% | 2.821% | 2.711% | 2.607% | 2.509% | 2.415% | 2.326% | 2.241% | 2.159% | 2.082% | 2.008% | 1.936% | 1.868% | 1.803% | 1.741% | 1.68% | 1.623% | 1.567% | 1.513% | 1.462% | 1.412% | 1.364% | 1.318% | 1.273% | 1.23% | 1.188% | 1.147% | 1.108% | 1.07% | 1.033% | 0.9978% | 0.9632% | 0.9297% | 0.8971% | 0.8654% | 0.8347% | 0.8047% | 0.7757% | 0.7474% | 0.7198% | 0.693% | 0.6669% | 0.6415% | 0.6167% | 0.5925% | 0.5689% | 0.546% | 0.5235% | 0.5016% | 0.4802% | 0.4593% | 0.4389% | 0.419% | 0.3995% | 0.3805% | 0.3618% | 0.3436% | 0.3258% | 0.3083% | 0.2912% | 0.2745% | 0.2581% | 0.2421% | 0.2263% | 0.2109% | 0.1958% | 0.181% | 0.1665% | 0.1523% | 0.1383% | 0.1246% | 0.1112% | 0.09797% | 0.08502% | 0.0723% | 0.05982% | 0.04756% | 0.03551% | 0.02368% | 0.01206% | 0.0006305% | -0.0106% | -0.02164% | -0.03249% | -0.04316% | -0.05366% | -0.06398% | -0.07413% | -0.08412% | -0.09395% | -0.1036% | -0.1131% | -0.1225% | -0.1317% | -0.1408% | -0.1498% | -0.1586% | -0.1673% | -0.1758% | -0.1842% | -0.1925% | -0.2007% | -0.2087% | -0.2167% | -0.2245% | -0.2322% | -0.2398% | -0.2473% | -0.2547% | -0.262% | -0.2692% | -0.2763% | -0.2833% | -0.2902% | -0.297% | -0.3037% | -0.3104% | -0.3169% | -0.3234% | -0.3297% | -0.336% | -0.3423% | -0.3484% | -0.3544% | -0.3604% | -0.3663% | -0.3722% | -0.3779% | -0.3836% | -0.3893% | -0.3948% | -0.4003% | -0.4057% | -0.4111% | -0.4164% | -0.4216% | -0.4268% | -0.4319% | -0.437% | -0.442% | -0.4469% | -0.4518% | -0.4566% | -0.4614% | -0.4661% | -0.4708% | -0.4754% | -0.48% | -0.4845% | -0.4889% | -0.4934% | -0.4977% | -0.5021% | -0.5064% | -0.5106% | -0.5148% | -0.5189% | -0.523% | -0.5271% | -0.5311% | -0.5351% | -0.539% | -0.5429% | -0.5468% | -0.5506% | -0.5544% | -0.5581%
50 | Exis-Households Alternative <=20 Amp:- to Prop-Res 1 ph > 20 Amps50 |  | 283.2% | 148.5% | 81.16% | 58.71% | 45.08% | 35.24% | 28.84% | 24.35% | 21.02% | 18.46% | 16.43% | 14.77% | 13.4% | 12.24% | 11.25% | 10.4% | 9.654% | 8.999% | 8.417% | 7.897% | 7.43% | 7.008% | 6.625% | 6.276% | 5.956% | 5.662% | 5.391% | 5.14% | 4.907% | 4.69% | 4.489% | 4.3% | 4.123% | 3.957% | 3.801% | 3.653% | 3.514% | 3.383% | 3.259% | 3.141% | 3.028% | 2.922% | 2.82% | 2.724% | 2.632% | 2.543% | 2.459% | 2.378% | 2.301% | 2.227% | 2.156% | 2.087% | 2.022% | 1.959% | 1.898% | 1.839% | 1.783% | 1.728% | 1.675% | 1.625% | 1.575% | 1.528% | 1.482% | 1.437% | 1.394% | 1.352% | 1.312% | 1.273% | 1.235% | 1.197% | 1.162% | 1.127% | 1.093% | 1.06% | 1.027% | 0.9961% | 0.9657% | 0.936% | 0.9071% | 0.8789% | 0.8515% | 0.8247% | 0.7986% | 0.7731% | 0.7482% | 0.7239% | 0.7002% | 0.677% | 0.6543% | 0.6322% | 0.6106% | 0.5894% | 0.5687% | 0.5484% | 0.5286% | 0.5092% | 0.4902% | 0.4715% | 0.4533% | 0.4355% | 0.418% | 0.4008% | 0.384% | 0.3675% | 0.3513% | 0.3354% | 0.3199% | 0.3046% | 0.2896% | 0.2749% | 0.2605% | 0.2463% | 0.2323% | 0.2187% | 0.2052% | 0.192% | 0.179% | 0.1663% | 0.1537% | 0.1414% | 0.1293% | 0.1174% | 0.1056% | 0.09409% | 0.08274% | 0.07157% | 0.06058% | 0.04977% | 0.03912% | 0.02864% | 0.01832% | 0.008157% | -0.001851% | -0.01171% | -0.02142% | -0.03098% | -0.04041% | -0.04969% | -0.05884% | -0.06786% | -0.07675% | -0.08552% | -0.09416% | -0.1027% | -0.1111% | -0.1194% | -0.1275% | -0.1356% | -0.1435% | -0.1514% | -0.1591% | -0.1668% | -0.1743% | -0.1817% | -0.1891% | -0.1963% | -0.2035% | -0.2105% | -0.2175% | -0.2244% | -0.2312% | -0.2379% | -0.2445% | -0.2511% | -0.2575% | -0.2639% | -0.2702% | -0.2765% | -0.2826% | -0.2887% | -0.2947% | -0.3007% | -0.3066% | -0.3124% | -0.3181% | -0.3238% | -0.3294% | -0.335% | -0.3405% | -0.3459% | -0.3512% | -0.3565% | -0.3618% | -0.367% | -0.3721% | -0.3772% | -0.3822% | -0.3872% | -0.3921% | -0.397% | -0.4018% | -0.4065% | -0.4113% | -0.4159% | -0.4205% | -0.4251% | -0.4296% | -0.4341% | -0.4385% | -0.4429% | -0.4473% | -0.4515% | -0.4558%
30 | Exis-Residential Consumers (Houses, Flats & Farms) Non Indigent: > 20 Amp single phase to Prop-Res 1 ph > 20 Amps30 |  | -33.86% | -18.27% | -10.47% | -7.873% | -12.67% | -19.81% | -24.22% | -31.22% | -36.29% | -40.12% | -43.13% | -45.54% | -47.53% | -49.19% | -50.6% | -51.81% | -52.86% | -53.78% | -54.6% | -55.32% | -55.97% | -56.56% | -57.09% | -57.57% | -58.01% | -58.42% | -58.79% | -59.13% | -59.45% | -59.75% | -60.03% | -60.28% | -60.53% | -60.75% | -60.96% | -61.16% | -61.35% | -61.53% | -61.7% | -61.86% | -62.01% | -62.16% | -62.29% | -62.43% | -62.55% | -62.67% | -62.78% | -62.89% | -63% | -63.1% | -63.19% | -63.28% | -63.37% | -63.46% | -63.54% | -63.62% | -63.69% | -63.77% | -63.84% | -63.91% | -63.97% | -64.04% | -64.1% | -64.16% | -64.22% | -64.27% | -64.33% | -64.38% | -64.43% | -64.48% | -64.53% | -64.58% | -64.62% | -64.67% | -64.71% | -64.75% | -64.79% | -64.83% | -64.87% | -64.91% | -64.94% | -64.98% | -65.01% | -65.05% | -65.08% | -65.11% | -65.15% | -65.18% | -65.21% | -65.24% | -65.27% | -65.29% | -65.32% | -65.35% | -65.38% | -65.4% | -65.43% | -65.45% | -65.48% | -65.5% | -65.52% | -65.55% | -65.57% | -65.59% | -65.61% | -65.63% | -65.65% | -65.67% | -65.69% | -65.71% | -65.73% | -65.75% | -65.77% | -65.79% | -65.81% | -65.82% | -65.84% | -65.86% | -65.88% | -65.89% | -65.91% | -65.92% | -65.94% | -65.96% | -65.97% | -65.99% | -66% | -66.01% | -66.03% | -66.04% | -66.06% | -66.07% | -66.08% | -66.1% | -66.11% | -66.12% | -66.13% | -66.15% | -66.16% | -66.17% | -66.18% | -66.19% | -66.21% | -66.22% | -66.23% | -66.24% | -66.25% | -66.26% | -66.27% | -66.28% | -66.29% | -66.3% | -66.31% | -66.32% | -66.33% | -66.34% | -66.35% | -66.36% | -66.37% | -66.38% | -66.39% | -66.4% | -66.41% | -66.41% | -66.42% | -66.43% | -66.44% | -66.45% | -66.46% | -66.46% | -66.47% | -66.48% | -66.49% | -66.5% | -66.5% | -66.51% | -66.52% | -66.53% | -66.53% | -66.54% | -66.55% | -66.55% | -66.56% | -66.57% | -66.58% | -66.58% | -66.59% | -66.6% | -66.6% | -66.61% | -66.61% | -66.62% | -66.63% | -66.63% | -66.64% | -66.65% | -66.65% | -66.66% | -66.66% | -66.67% | -66.68% | -66.68% | -66.69%
40 | Exis-Residential Consumers (Houses, Flats & Farms) Non Indigent: > 20 Amp single phase to Prop-Res 1 ph > 20 Amps40 |  | 50.48% | 23.9% | 10.61% | 6.184% | -2.489% | -12.04% | -17.93% | -25.95% | -31.75% | -36.14% | -39.57% | -42.33% | -44.61% | -46.5% | -48.12% | -49.5% | -50.71% | -51.76% | -52.69% | -53.52% | -54.27% | -54.94% | -55.54% | -56.1% | -56.6% | -57.06% | -57.49% | -57.88% | -58.25% | -58.59% | -58.9% | -59.2% | -59.47% | -59.73% | -59.98% | -60.21% | -60.42% | -60.63% | -60.82% | -61% | -61.18% | -61.34% | -61.5% | -61.65% | -61.79% | -61.93% | -62.06% | -62.18% | -62.3% | -62.42% | -62.53% | -62.63% | -62.73% | -62.83% | -62.92% | -63.01% | -63.1% | -63.18% | -63.27% | -63.34% | -63.42% | -63.49% | -63.56% | -63.63% | -63.7% | -63.76% | -63.82% | -63.88% | -63.94% | -64% | -64.05% | -64.11% | -64.16% | -64.21% | -64.26% | -64.31% | -64.36% | -64.4% | -64.44% | -64.49% | -64.53% | -64.57% | -64.61% | -64.65% | -64.69% | -64.73% | -64.76% | -64.8% | -64.83% | -64.87% | -64.9% | -64.93% | -64.96% | -64.99% | -65.02% | -65.05% | -65.08% | -65.11% | -65.14% | -65.17% | -65.19% | -65.22% | -65.24% | -65.27% | -65.29% | -65.32% | -65.34% | -65.37% | -65.39% | -65.41% | -65.43% | -65.45% | -65.48% | -65.5% | -65.52% | -65.54% | -65.56% | -65.58% | -65.6% | -65.61% | -65.63% | -65.65% | -65.67% | -65.69% | -65.7% | -65.72% | -65.74% | -65.75% | -65.77% | -65.79% | -65.8% | -65.82% | -65.83% | -65.85% | -65.86% | -65.88% | -65.89% | -65.91% | -65.92% | -65.93% | -65.95% | -65.96% | -65.97% | -65.99% | -66% | -66.01% | -66.02% | -66.04% | -66.05% | -66.06% | -66.07% | -66.08% | -66.1% | -66.11% | -66.12% | -66.13% | -66.14% | -66.15% | -66.16% | -66.17% | -66.18% | -66.19% | -66.2% | -66.21% | -66.22% | -66.23% | -66.24% | -66.25% | -66.26% | -66.27% | -66.28% | -66.29% | -66.3% | -66.31% | -66.31% | -66.32% | -66.33% | -66.34% | -66.35% | -66.36% | -66.36% | -66.37% | -66.38% | -66.39% | -66.4% | -66.4% | -66.41% | -66.42% | -66.43% | -66.43% | -66.44% | -66.45% | -66.46% | -66.46% | -66.47% | -66.48% | -66.48% | -66.49% | -66.5% | -66.5% | -66.51% | -66.52% | -66.52%
50 | Exis-Residential Consumers (Houses, Flats & Farms) Non Indigent: > 20 Amp single phase to Prop-Res 1 ph > 20 Amps50 |  | 134.8% | 66.08% | 31.7% | 20.24% | 7.69% | -4.273% | -11.65% | -20.68% | -27.21% | -32.15% | -36.01% | -39.13% | -41.68% | -43.82% | -45.64% | -47.2% | -48.55% | -49.74% | -50.79% | -51.72% | -52.56% | -53.31% | -54% | -54.62% | -55.19% | -55.71% | -56.19% | -56.63% | -57.04% | -57.43% | -57.78% | -58.11% | -58.42% | -58.72% | -58.99% | -59.25% | -59.49% | -59.72% | -59.94% | -60.14% | -60.34% | -60.53% | -60.7% | -60.87% | -61.03% | -61.19% | -61.33% | -61.47% | -61.61% | -61.74% | -61.86% | -61.98% | -62.09% | -62.2% | -62.31% | -62.41% | -62.51% | -62.6% | -62.69% | -62.78% | -62.87% | -62.95% | -63.03% | -63.1% | -63.18% | -63.25% | -63.32% | -63.39% | -63.45% | -63.52% | -63.58% | -63.64% | -63.7% | -63.76% | -63.81% | -63.87% | -63.92% | -63.97% | -64.02% | -64.07% | -64.12% | -64.16% | -64.21% | -64.25% | -64.29% | -64.34% | -64.38% | -64.42% | -64.46% | -64.49% | -64.53% | -64.57% | -64.6% | -64.64% | -64.67% | -64.71% | -64.74% | -64.77% | -64.8% | -64.83% | -64.86% | -64.89% | -64.92% | -64.95% | -64.98% | -65% | -65.03% | -65.06% | -65.08% | -65.11% | -65.13% | -65.16% | -65.18% | -65.2% | -65.23% | -65.25% | -65.27% | -65.29% | -65.32% | -65.34% | -65.36% | -65.38% | -65.4% | -65.42% | -65.44% | -65.46% | -65.48% | -65.49% | -65.51% | -65.53% | -65.55% | -65.57% | -65.58% | -65.6% | -65.62% | -65.63% | -65.65% | -65.66% | -65.68% | -65.7% | -65.71% | -65.73% | -65.74% | -65.76% | -65.77% | -65.78% | -65.8% | -65.81% | -65.83% | -65.84% | -65.85% | -65.87% | -65.88% | -65.89% | -65.9% | -65.92% | -65.93% | -65.94% | -65.95% | -65.96% | -65.98% | -65.99% | -66% | -66.01% | -66.02% | -66.03% | -66.04% | -66.05% | -66.06% | -66.07% | -66.08% | -66.1% | -66.11% | -66.12% | -66.12% | -66.13% | -66.14% | -66.15% | -66.16% | -66.17% | -66.18% | -66.19% | -66.2% | -66.21% | -66.22% | -66.23% | -66.23% | -66.24% | -66.25% | -66.26% | -66.27% | -66.28% | -66.28% | -66.29% | -66.3% | -66.31% | -66.32% | -66.32% | -66.33% | -66.34% | -66.35% | -66.35% | -66.36%
60 | Exis-Residential Consumers (Houses, Flats & Farms) Non Indigent: > 20 Amp single phase to Prop-Res 1 ph > 20 Amps60 |  | 219.2% | 108.2% | 52.78% | 34.3% | 17.87% | 3.495% | -5.374% | -15.41% | -22.67% | -28.16% | -32.46% | -35.92% | -38.76% | -41.14% | -43.16% | -44.89% | -46.4% | -47.72% | -48.88% | -49.92% | -50.85% | -51.69% | -52.45% | -53.14% | -53.78% | -54.36% | -54.89% | -55.38% | -55.84% | -56.26% | -56.66% | -57.03% | -57.37% | -57.7% | -58% | -58.29% | -58.56% | -58.82% | -59.06% | -59.29% | -59.5% | -59.71% | -59.91% | -60.09% | -60.27% | -60.44% | -60.61% | -60.76% | -60.91% | -61.06% | -61.19% | -61.33% | -61.45% | -61.57% | -61.69% | -61.8% | -61.91% | -62.02% | -62.12% | -62.22% | -62.31% | -62.4% | -62.49% | -62.58% | -62.66% | -62.74% | -62.82% | -62.89% | -62.97% | -63.04% | -63.11% | -63.17% | -63.24% | -63.3% | -63.36% | -63.42% | -63.48% | -63.54% | -63.6% | -63.65% | -63.7% | -63.75% | -63.8% | -63.85% | -63.9% | -63.95% | -63.99% | -64.04% | -64.08% | -64.12% | -64.16% | -64.2% | -64.24% | -64.28% | -64.32% | -64.36% | -64.39% | -64.43% | -64.46% | -64.5% | -64.53% | -64.56% | -64.6% | -64.63% | -64.66% | -64.69% | -64.72% | -64.75% | -64.78% | -64.8% | -64.83% | -64.86% | -64.89% | -64.91% | -64.94% | -64.96% | -64.99% | -65.01% | -65.04% | -65.06% | -65.08% | -65.11% | -65.13% | -65.15% | -65.17% | -65.19% | -65.21% | -65.23% | -65.25% | -65.27% | -65.29% | -65.31% | -65.33% | -65.35% | -65.37% | -65.39% | -65.41% | -65.42% | -65.44% | -65.46% | -65.48% | -65.49% | -65.51% | -65.53% | -65.54% | -65.56% | -65.57% | -65.59% | -65.6% | -65.62% | -65.63% | -65.65% | -65.66% | -65.68% | -65.69% | -65.7% | -65.72% | -65.73% | -65.74% | -65.76% | -65.77% | -65.78% | -65.8% | -65.81% | -65.82% | -65.83% | -65.84% | -65.86% | -65.87% | -65.88% | -65.89% | -65.9% | -65.91% | -65.92% | -65.94% | -65.95% | -65.96% | -65.97% | -65.98% | -65.99% | -66% | -66.01% | -66.02% | -66.03% | -66.04% | -66.05% | -66.06% | -66.07% | -66.08% | -66.09% | -66.09% | -66.1% | -66.11% | -66.12% | -66.13% | -66.14% | -66.15% | -66.16% | -66.16% | -66.17% | -66.18% | -66.19% | -66.2%
120 | Exis-Residential Consumers (Houses, Flats & Farms) Non Indigent: > 20 Amp single phase to Prop-Res 1 ph > 20 Amps120 |  | 725.2% | 361.3% | 179.3% | 118.6% | 78.94% | 50.1% | 32.31% | 16.22% | 4.581% | -4.224% | -11.12% | -16.67% | -21.22% | -25.04% | -28.27% | -31.05% | -33.47% | -35.59% | -37.46% | -39.12% | -40.62% | -41.96% | -43.18% | -44.29% | -45.3% | -46.23% | -47.09% | -47.88% | -48.61% | -49.29% | -49.92% | -50.52% | -51.07% | -51.59% | -52.08% | -52.54% | -52.97% | -53.38% | -53.77% | -54.14% | -54.49% | -54.82% | -55.13% | -55.43% | -55.72% | -55.99% | -56.26% | -56.51% | -56.75% | -56.97% | -57.2% | -57.41% | -57.61% | -57.81% | -57.99% | -58.17% | -58.35% | -58.52% | -58.68% | -58.84% | -58.99% | -59.14% | -59.28% | -59.41% | -59.55% | -59.68% | -59.8% | -59.92% | -60.04% | -60.15% | -60.26% | -60.37% | -60.48% | -60.58% | -60.68% | -60.77% | -60.87% | -60.96% | -61.05% | -61.13% | -61.22% | -61.3% | -61.38% | -61.46% | -61.54% | -61.61% | -61.68% | -61.75% | -61.82% | -61.89% | -61.96% | -62.02% | -62.09% | -62.15% | -62.21% | -62.27% | -62.33% | -62.38% | -62.44% | -62.49% | -62.55% | -62.6% | -62.65% | -62.7% | -62.75% | -62.8% | -62.85% | -62.9% | -62.94% | -62.99% | -63.03% | -63.07% | -63.12% | -63.16% | -63.2% | -63.24% | -63.28% | -63.32% | -63.36% | -63.4% | -63.43% | -63.47% | -63.5% | -63.54% | -63.57% | -63.61% | -63.64% | -63.68% | -63.71% | -63.74% | -63.77% | -63.8% | -63.83% | -63.86% | -63.89% | -63.92% | -63.95% | -63.98% | -64.01% | -64.04% | -64.06% | -64.09% | -64.12% | -64.14% | -64.17% | -64.19% | -64.22% | -64.24% | -64.27% | -64.29% | -64.31% | -64.34% | -64.36% | -64.38% | -64.41% | -64.43% | -64.45% | -64.47% | -64.49% | -64.51% | -64.53% | -64.55% | -64.57% | -64.59% | -64.61% | -64.63% | -64.65% | -64.67% | -64.69% | -64.71% | -64.73% | -64.75% | -64.76% | -64.78% | -64.8% | -64.82% | -64.83% | -64.85% | -64.87% | -64.88% | -64.9% | -64.92% | -64.93% | -64.95% | -64.96% | -64.98% | -65% | -65.01% | -65.03% | -65.04% | -65.05% | -65.07% | -65.08% | -65.1% | -65.11% | -65.13% | -65.14% | -65.15% | -65.17% | -65.18% | -65.19% | -65.21% | -65.22%
PROPOSED RATES |  | Basic charge | capacity charge | Energy charge
Amps |  |  |  | 0 | 100 | 200 | 300 | 400 | 500 | 600 | 700 | #REF! | #REF! | #REF! | #REF! | #REF! | #REF! | #REF! | #REF! | #REF! | #REF! | #REF! | #REF! | #REF! | #REF! | #REF! | #REF! | #REF! | #REF! | #REF! | #REF! | #REF! | #REF!
20 | Prop-Pre-paid meter system (Indigent Residential)20
20 | Prop-Households Alternative <=20 Amp:-20 | 67.0872 | 135.1452 | 1.9267 | 2.0634 | 2.2343 | 2.3368 | 2.4052 | 2.5332 | 2.6292 | 2.7039 | 2.7636 | 2.8125 | 2.8532 | 2.8877 | 2.9173 | 2.9429 | 2.9653 | 2.985 | 3.0026 | 3.0183 | 3.0325 | 3.0453 | 3.0569 | 3.0675 | 3.0773 | 3.0862 | 3.0945 | 3.1022 | 3.1093 | 3.1159 | 3.1221 | 3.1279
30 | Prop-Res 1 ph > 20 Amps30 | 67.0872 | 202.7179 | 3.3664 | 2.9168 | 2.6919 | 2.557 | 2.4671 | 2.4028 | 2.3547 | 2.3172 | 2.2872 | 2.2627 | 2.2422 | 2.225 | 2.2101 | 2.1973 | 2.186 | 2.1761 | 2.1673 | 2.1594 | 2.1523 | 2.1459 | 2.1401 | 2.1347 | 2.1298 | 2.1253 | 2.1212 | 2.1173 | 2.1138 | 2.1104 | 2.1073 | 2.1044
40 | Prop-Res 1 ph > 20 Amps40 | 67.0872 | 270.2905 | 3.7043 | 3.142 | 2.8609 | 2.6922 | 2.5797 | 2.4994 | 2.4391 | 2.3923 | 2.3548 | 2.3241 | 2.2986 | 2.2769 | 2.2584 | 2.2423 | 2.2283 | 2.2159 | 2.2048 | 2.195 | 2.1861 | 2.1781 | 2.1708 | 2.1641 | 2.158 | 2.1524 | 2.1472 | 2.1424 | 2.1379 | 2.1337 | 2.1299 | 2.1262
50 | Prop-Res 1 ph > 20 Amps50 | 67.0872 | 337.8631 | 4.0422 | 3.3672 | 3.0298 | 2.8273 | 2.6923 | 2.5959 | 2.5236 | 2.4674 | 2.4224 | 2.3855 | 2.3549 | 2.3289 | 2.3067 | 2.2874 | 2.2705 | 2.2556 | 2.2424 | 2.2305 | 2.2199 | 2.2102 | 2.2015 | 2.1935 | 2.1861 | 2.1794 | 2.1732 | 2.1674 | 2.162 | 2.157 | 2.1524 | 2.148
30 | Prop-Res 1 ph > 20 Amps60 | 67.0872 | 202.7179 | 4.38 | 3.5925 | 3.1987 | 2.9625 | 2.8049 | 2.6924 | 2.6081 | 2.5424 | 2.4899 | 2.447 | 2.4112 | 2.3809 | 2.3549 | 2.3324 | 2.3127 | 2.2954 | 2.2799 | 2.2661 | 2.2537 | 2.2424 | 2.2322 | 2.2229 | 2.2143 | 2.2064 | 2.1992 | 2.1924 | 2.1862 | 2.1804 | 2.1749 | 2.1698
40 | #REF! | 67.0872 | 270.2905 | #REF! | #REF! | #REF! | #REF! | #REF! | #REF! | #REF! | #REF! | #REF! | #REF! | #REF! | #REF! | #REF! | #REF! | #REF! | #REF! | #REF! | #REF! | #REF! | #REF! | #REF! | #REF! | #REF! | #REF! | #REF! | #REF! | #REF! | #REF! | #REF! | #REF!
50 | #REF! | 67.0872 | 337.8631 | #REF! | #REF! | #REF! | #REF! | #REF! | #REF! | #REF! | #REF! | #REF! | #REF! | #REF! | #REF! | #REF! | #REF! | #REF! | #REF! | #REF! | #REF! | #REF! | #REF! | #REF! | #REF! | #REF! | #REF! | #REF! | #REF! | #REF! | #REF! | #REF! | #REF!
60 | #REF! | 67.0872 | 405.4357 | #REF! | #REF! | #REF! | #REF! | #REF! | #REF! | #REF! | #REF! | #REF! | #REF! | #REF! | #REF! | #REF! | #REF! | #REF! | #REF! | #REF! | #REF! | #REF! | #REF! | #REF! | #REF! | #REF! | #REF! | #REF! | #REF! | #REF! | #REF! | #REF! | #REF!
120 | #REF! | 67.0872 | 810.8715 | #REF! | #REF! | #REF! | #REF! | #REF! | #REF! | #REF! | #REF! | #REF! | #REF! | #REF! | #REF! | #REF! | #REF! | #REF! | #REF! | #REF! | #REF! | #REF! | #REF! | #REF! | #REF! | #REF! | #REF! | #REF! | #REF! | #REF! | #REF! | #REF! | #REF!
0
PROPOSED RATES
Amps
20
20
30
40
50
30
40
50
60
120
0
PROPOSED RATES

## Comm
Commercial
RESTRUCTURED WITHOUT PRICE INCREASE AND PHASE IN |  | Basic | Capacity | Energy
Existing Tariff | Capacity | Per month | Per A (installed) | R/kWh | Block 1 size | Consumers | kWh/m
2023/2024 | Amps | R/m | R/A/m | c/kWh | kWh/m
Commercial Pre-paid:-, <15 Amp |  | 0 | 0 | 3.5674 | 100000 | 818 | 452.3559
Commerce / Non Standard (per kWh ) |  | 0 | 14.9128 | 2.6733 | 100000 | 116 | 996.4083
Commerce Basic < 20KVA |  | 808.0307 | 0 | 2.6733 | 100000 | 176 | 327.4374
Commerce Basic 20 to 40 KVA |  | 1062.8435 | 0 | 2.6733 | 100000 | 157 | 1133.0715
Commerce Basic >40 KVA |  | 1939.7879 | 0 | 2.6733 | 100000 | 240 | 1842.1054
Proposed
Commercial 20 | 20 | 0 | 0 | 4.0875 | 100000
Commercial 30 | 30 | 95.1712 | 12.4946 | 2.15 | 100000
Commercial 40 | 40 | 95.1712 | 12.4946 | 2.15 | 100000
Commercial 50 | 50 | 95.1712 | 12.4946 | 2.15 | 100000
Commercial 80 | 80 | 95.1712 | 12.4946 | 2.15 | 100000
Commercial 90 | 90 | 95.1712 | 12.4946 | 2.15 | 100000
Commercial 120 | 120 | 95.1712 | 12.4946 | 2.15 | 100000
Commercial 150 | 150 | 95.1712 | 12.4946 | 2.15 | 100000
Commercial 180 | 180 | 95.1712 | 12.4946 | 2.15 | 100000
Commercial 210 | 210 | 95.1712 | 12.4946 | 2.15 | 100000
Commercial 240 | 240 | 95.1712 | 12.4946 | 2.15 | 100000
IMPACT: TOTAL IMPACT EXCLUDING PRICE INCREASE |  | kWh/m | 200
Amps | EXISTING REVENUE | 0 | 200 | 400 | 600 | 800 | 1000 | 1200 | 1400 | 1600 | 1800 | 2000 | 2200 | 2400 | 2600 | 2800 | 3000 | 3200 | 3400 | 3600 | 3800 | 4000 | 4200 | 4400 | 4600 | 4800 | 5000 | 5200 | 5400 | 5600 | 5800 | 6000 | 6200 | 6400 | 6600 | 6800 | 7000 | 7200 | 7400 | 7600 | 7800 | 8000 | 8200 | 8400 | 8600 | 8800 | 9000 | 9200 | 9400 | 9600 | 9800 | 10000 | 10200 | 10400 | 10600 | 10800 | 11000 | 11200 | 11400 | 11600 | 11800 | 12000 | 12200 | 12400 | 12600 | 12800 | 13000 | 13200 | 13400 | 13600 | 13800 | 14000 | 14200 | 14400 | 14600 | 14800 | 15000 | 15200 | 15400 | 15600 | 15800 | 16000 | 16200 | 16400 | 16600 | 16800 | 17000 | 17200 | 17400 | 17600 | 17800 | 18000 | 18200 | 18400 | 18600 | 18800 | 19000 | 19200 | 19400 | 19600 | 19800 | 20000 | 20200 | 20400 | 20600 | 20800 | 21000 | 21200 | 21400 | 21600 | 21800 | 22000 | 22200 | 22400 | 22600 | 22800 | 23000 | 23200 | 23400 | 23600 | 23800 | 24000 | 24200 | 24400 | 24600 | 24800 | 25000 | 25200 | 25400 | 25600 | 25800 | 26000 | 26200 | 26400 | 26600 | 26800 | 27000 | 27200 | 27400 | 27600 | 27800 | 28000 | 28200 | 28400 | 28600 | 28800 | 29000 | 29200 | 29400 | 29600 | 29800 | 30000 | 30200 | 30400 | 30600 | 30800 | 31000 | 31200 | 31400 | 31600 | 31800 | 32000 | 32200 | 32400 | 32600 | 32800 | 33000 | 33200 | 33400 | 33600 | 33800 | 34000 | 34200 | 34400 | 34600 | 34800 | 35000 | 35200 | 35400 | 35600 | 35800 | 36000 | 36200 | 36400 | 36600 | 36800 | 37000 | 37200 | 37400 | 37600 | 37800 | 38000 | 38200 | 38400 | 38600 | 38800 | 39000 | 39200 | 39400 | 39600 | 39800 | 40000 | 40200 | 40400 | 40600
20 | Commercial Pre-paid:-, <15 Amp | 0 | 713.48 | 1426.9599 | 2140.4399 | 2853.9198 | 3567.3998 | 4280.8797 | 4994.3597 | 5707.8396 | 6421.3196 | 7134.7995 | 7848.2795 | 8561.7594 | 9275.2394 | 9988.7193 | 10702.1993 | 11415.6792 | 12129.1592 | 12842.6391 | 13556.1191 | 14269.599 | 14983.079 | 15696.5589 | 16410.0389 | 17123.5188 | 17836.9988 | 18550.4787 | 19263.9587 | 19977.4386 | 20690.9186 | 21404.3985 | 22117.8785 | 22831.3585 | 23544.8384 | 24258.3184 | 24971.7983 | 25685.2783 | 26398.7582 | 27112.2382 | 27825.7181 | 28539.1981 | 29252.678 | 29966.158 | 30679.6379 | 31393.1179 | 32106.5978 | 32820.0778 | 33533.5577 | 34247.0377 | 34960.5176 | 35673.9976 | 36387.4775 | 37100.9575 | 37814.4374 | 38527.9174 | 39241.3973 | 39954.8773 | 40668.3572 | 41381.8372 | 42095.3171 | 42808.7971 | 43522.2771 | 44235.757 | 44949.237 | 45662.7169 | 46376.1969 | 47089.6768 | 47803.1568 | 48516.6367 | 49230.1167 | 49943.5966 | 50657.0766 | 51370.5565 | 52084.0365 | 52797.5164 | 53510.9964 | 54224.4763 | 54937.9563 | 55651.4362 | 56364.9162 | 57078.3961 | 57791.8761 | 58505.356 | 59218.836 | 59932.3159 | 60645.7959 | 61359.2758 | 62072.7558 | 62786.2357 | 63499.7157 | 64213.1956 | 64926.6756 | 65640.1556 | 66353.6355 | 67067.1155 | 67780.5954 | 68494.0754 | 69207.5553 | 69921.0353 | 70634.5152 | 71347.9952 | 72061.4751 | 72774.9551 | 73488.435 | 74201.915 | 74915.3949 | 75628.8749 | 76342.3548 | 77055.8348 | 77769.3147 | 78482.7947 | 79196.2746 | 79909.7546 | 80623.2345 | 81336.7145 | 82050.1944 | 82763.6744 | 83477.1543 | 84190.6343 | 84904.1142 | 85617.5942 | 86331.0741 | 87044.5541 | 87758.0341 | 88471.514 | 89184.994 | 89898.4739 | 90611.9539 | 91325.4338 | 92038.9138 | 92752.3937 | 93465.8737 | 94179.3536 | 94892.8336 | 95606.3135 | 96319.7935 | 97033.2734 | 97746.7534 | 98460.2333 | 99173.7133 | 99887.1932 | 100600.6732 | 101314.1531 | 102027.6331 | 102741.113 | 103454.593 | 104168.0729 | 104881.5529 | 105595.0328 | 106308.5128 | 107021.9927 | 107735.4727 | 108448.9526 | 109162.4326 | 109875.9126 | 110589.3925 | 111302.8725 | 112016.3524 | 112729.8324 | 113443.3123 | 114156.7923 | 114870.2722 | 115583.7522 | 116297.2321 | 117010.7121 | 117724.192 | 118437.672 | 119151.1519 | 119864.6319 | 120578.1118 | 121291.5918 | 122005.0717 | 122718.5517 | 123432.0316 | 124145.5116 | 124858.9915 | 125572.4715 | 126285.9514 | 126999.4314 | 127712.9113 | 128426.3913 | 129139.8712 | 129853.3512 | 130566.8312 | 131280.3111 | 131993.7911 | 132707.271 | 133420.751 | 134134.2309 | 134847.7109 | 135561.1908 | 136274.6708 | 136988.1507 | 137701.6307 | 138415.1106 | 139128.5906 | 139842.0705 | 140555.5505 | 141269.0304 | 141982.5104 | 142695.9903 | 143409.4703 | 144122.9502 | 144836.4302
15 | Commerce / Non Standard (per kWh ) | 223.6924 | 758.3522 | 1293.012 | 1827.6719 | 2362.3317 | 2896.9915 | 3431.6513 | 3966.3111 | 4500.971 | 5035.6308 | 5570.2906 | 6104.9504 | 6639.6102 | 7174.2701 | 7708.9299 | 8243.5897 | 8778.2495 | 9312.9093 | 9847.5692 | 10382.229 | 10916.8888 | 11451.5486 | 11986.2084 | 12520.8683 | 13055.5281 | 13590.1879 | 14124.8477 | 14659.5075 | 15194.1674 | 15728.8272 | 16263.487 | 16798.1468 | 17332.8066 | 17867.4665 | 18402.1263 | 18936.7861 | 19471.4459 | 20006.1057 | 20540.7656 | 21075.4254 | 21610.0852 | 22144.745 | 22679.4048 | 23214.0647 | 23748.7245 | 24283.3843 | 24818.0441 | 25352.7039 | 25887.3638 | 26422.0236 | 26956.6834 | 27491.3432 | 28026.003 | 28560.6629 | 29095.3227 | 29629.9825 | 30164.6423 | 30699.3021 | 31233.962 | 31768.6218 | 32303.2816 | 32837.9414 | 33372.6012 | 33907.2611 | 34441.9209 | 34976.5807 | 35511.2405 | 36045.9004 | 36580.5602 | 37115.22 | 37649.8798 | 38184.5396 | 38719.1995 | 39253.8593 | 39788.5191 | 40323.1789 | 40857.8387 | 41392.4986 | 41927.1584 | 42461.8182 | 42996.478 | 43531.1378 | 44065.7977 | 44600.4575 | 45135.1173 | 45669.7771 | 46204.4369 | 46739.0968 | 47273.7566 | 47808.4164 | 48343.0762 | 48877.736 | 49412.3959 | 49947.0557 | 50481.7155 | 51016.3753 | 51551.0351 | 52085.695 | 52620.3548 | 53155.0146 | 53689.6744 | 54224.3342 | 54758.9941 | 55293.6539 | 55828.3137 | 56362.9735 | 56897.6333 | 57432.2932 | 57966.953 | 58501.6128 | 59036.2726 | 59570.9324 | 60105.5923 | 60640.2521 | 61174.9119 | 61709.5717 | 62244.2315 | 62778.8914 | 63313.5512 | 63848.211 | 64382.8708 | 64917.5306 | 65452.1905 | 65986.8503 | 66521.5101 | 67056.1699 | 67590.8297 | 68125.4896 | 68660.1494 | 69194.8092 | 69729.469 | 70264.1288 | 70798.7887 | 71333.4485 | 71868.1083 | 72402.7681 | 72937.4279 | 73472.0878 | 74006.7476 | 74541.4074 | 75076.0672 | 75610.727 | 76145.3869 | 76680.0467 | 77214.7065 | 77749.3663 | 78284.0261 | 78818.686 | 79353.3458 | 79888.0056 | 80422.6654 | 80957.3252 | 81491.9851 | 82026.6449 | 82561.3047 | 83095.9645 | 83630.6244 | 84165.2842 | 84699.944 | 85234.6038 | 85769.2636 | 86303.9235 | 86838.5833 | 87373.2431 | 87907.9029 | 88442.5627 | 88977.2226 | 89511.8824 | 90046.5422 | 90581.202 | 91115.8618 | 91650.5217 | 92185.1815 | 92719.8413 | 93254.5011 | 93789.1609 | 94323.8208 | 94858.4806 | 95393.1404 | 95927.8002 | 96462.46 | 96997.1199 | 97531.7797 | 98066.4395 | 98601.0993 | 99135.7591 | 99670.419 | 100205.0788 | 100739.7386 | 101274.3984 | 101809.0582 | 102343.7181 | 102878.3779 | 103413.0377 | 103947.6975 | 104482.3573 | 105017.0172 | 105551.677 | 106086.3368 | 106620.9966 | 107155.6564 | 107690.3163 | 108224.9761 | 108759.6359
90 | Commerce Basic < 20KVA | 808.0307 | 1342.6905 | 1877.3503 | 2412.0102 | 2946.67 | 3481.3298 | 4015.9896 | 4550.6494 | 5085.3093 | 5619.9691 | 6154.6289 | 6689.2887 | 7223.9485 | 7758.6084 | 8293.2682 | 8827.928 | 9362.5878 | 9897.2476 | 10431.9075 | 10966.5673 | 11501.2271 | 12035.8869 | 12570.5468 | 13105.2066 | 13639.8664 | 14174.5262 | 14709.186 | 15243.8459 | 15778.5057 | 16313.1655 | 16847.8253 | 17382.4851 | 17917.145 | 18451.8048 | 18986.4646 | 19521.1244 | 20055.7842 | 20590.4441 | 21125.1039 | 21659.7637 | 22194.4235 | 22729.0833 | 23263.7432 | 23798.403 | 24333.0628 | 24867.7226 | 25402.3824 | 25937.0423 | 26471.7021 | 27006.3619 | 27541.0217 | 28075.6815 | 28610.3414 | 29145.0012 | 29679.661 | 30214.3208 | 30748.9806 | 31283.6405 | 31818.3003 | 32352.9601 | 32887.6199 | 33422.2797 | 33956.9396 | 34491.5994 | 35026.2592 | 35560.919 | 36095.5788 | 36630.2387 | 37164.8985 | 37699.5583 | 38234.2181 | 38768.8779 | 39303.5378 | 39838.1976 | 40372.8574 | 40907.5172 | 41442.177 | 41976.8369 | 42511.4967 | 43046.1565 | 43580.8163 | 44115.4761 | 44650.136 | 45184.7958 | 45719.4556 | 46254.1154 | 46788.7752 | 47323.4351 | 47858.0949 | 48392.7547 | 48927.4145 | 49462.0743 | 49996.7342 | 50531.394 | 51066.0538 | 51600.7136 | 52135.3734 | 52670.0333 | 53204.6931 | 53739.3529 | 54274.0127 | 54808.6725 | 55343.3324 | 55877.9922 | 56412.652 | 56947.3118 | 57481.9716 | 58016.6315 | 58551.2913 | 59085.9511 | 59620.6109 | 60155.2708 | 60689.9306 | 61224.5904 | 61759.2502 | 62293.91 | 62828.5699 | 63363.2297 | 63897.8895 | 64432.5493 | 64967.2091 | 65501.869 | 66036.5288 | 66571.1886 | 67105.8484 | 67640.5082 | 68175.1681 | 68709.8279 | 69244.4877 | 69779.1475 | 70313.8073 | 70848.4672 | 71383.127 | 71917.7868 | 72452.4466 | 72987.1064 | 73521.7663 | 74056.4261 | 74591.0859 | 75125.7457 | 75660.4055 | 76195.0654 | 76729.7252 | 77264.385 | 77799.0448 | 78333.7046 | 78868.3645 | 79403.0243 | 79937.6841 | 80472.3439 | 81007.0037 | 81541.6636 | 82076.3234 | 82610.9832 | 83145.643 | 83680.3028 | 84214.9627 | 84749.6225 | 85284.2823 | 85818.9421 | 86353.6019 | 86888.2618 | 87422.9216 | 87957.5814 | 88492.2412 | 89026.901 | 89561.5609 | 90096.2207 | 90630.8805 | 91165.5403 | 91700.2001 | 92234.86 | 92769.5198 | 93304.1796 | 93838.8394 | 94373.4992 | 94908.1591 | 95442.8189 | 95977.4787 | 96512.1385 | 97046.7983 | 97581.4582 | 98116.118 | 98650.7778 | 99185.4376 | 99720.0974 | 100254.7573 | 100789.4171 | 101324.0769 | 101858.7367 | 102393.3965 | 102928.0564 | 103462.7162 | 103997.376 | 104532.0358 | 105066.6956 | 105601.3555 | 106136.0153 | 106670.6751 | 107205.3349 | 107739.9948 | 108274.6546 | 108809.3144 | 109343.9742
180 | Commerce Basic 20 to 40 KVA | 1062.8435 | 1597.5033 | 2132.1631 | 2666.8229 | 3201.4827 | 3736.1426 | 4270.8024 | 4805.4622 | 5340.122 | 5874.7818 | 6409.4417 | 6944.1015 | 7478.7613 | 8013.4211 | 8548.0809 | 9082.7408 | 9617.4006 | 10152.0604 | 10686.7202 | 11221.38 | 11756.0399 | 12290.6997 | 12825.3595 | 13360.0193 | 13894.6791 | 14429.339 | 14963.9988 | 15498.6586 | 16033.3184 | 16567.9782 | 17102.6381 | 17637.2979 | 18171.9577 | 18706.6175 | 19241.2773 | 19775.9372 | 20310.597 | 20845.2568 | 21379.9166 | 21914.5764 | 22449.2363 | 22983.8961 | 23518.5559 | 24053.2157 | 24587.8755 | 25122.5354 | 25657.1952 | 26191.855 | 26726.5148 | 27261.1746 | 27795.8345 | 28330.4943 | 28865.1541 | 29399.8139 | 29934.4737 | 30469.1336 | 31003.7934 | 31538.4532 | 32073.113 | 32607.7728 | 33142.4327 | 33677.0925 | 34211.7523 | 34746.4121 | 35281.0719 | 35815.7318 | 36350.3916 | 36885.0514 | 37419.7112 | 37954.371 | 38489.0309 | 39023.6907 | 39558.3505 | 40093.0103 | 40627.6701 | 41162.33 | 41696.9898 | 42231.6496 | 42766.3094 | 43300.9692 | 43835.6291 | 44370.2889 | 44904.9487 | 45439.6085 | 45974.2683 | 46508.9282 | 47043.588 | 47578.2478 | 48112.9076 | 48647.5675 | 49182.2273 | 49716.8871 | 50251.5469 | 50786.2067 | 51320.8666 | 51855.5264 | 52390.1862 | 52924.846 | 53459.5058 | 53994.1657 | 54528.8255 | 55063.4853 | 55598.1451 | 56132.8049 | 56667.4648 | 57202.1246 | 57736.7844 | 58271.4442 | 58806.104 | 59340.7639 | 59875.4237 | 60410.0835 | 60944.7433 | 61479.4031 | 62014.063 | 62548.7228 | 63083.3826 | 63618.0424 | 64152.7022 | 64687.3621 | 65222.0219 | 65756.6817 | 66291.3415 | 66826.0013 | 67360.6612 | 67895.321 | 68429.9808 | 68964.6406 | 69499.3004 | 70033.9603 | 70568.6201 | 71103.2799 | 71637.9397 | 72172.5995 | 72707.2594 | 73241.9192 | 73776.579 | 74311.2388 | 74845.8986 | 75380.5585 | 75915.2183 | 76449.8781 | 76984.5379 | 77519.1977 | 78053.8576 | 78588.5174 | 79123.1772 | 79657.837 | 80192.4968 | 80727.1567 | 81261.8165 | 81796.4763 | 82331.1361 | 82865.7959 | 83400.4558 | 83935.1156 | 84469.7754 | 85004.4352 | 85539.095 | 86073.7549 | 86608.4147 | 87143.0745 | 87677.7343 | 88212.3941 | 88747.054 | 89281.7138 | 89816.3736 | 90351.0334 | 90885.6932 | 91420.3531 | 91955.0129 | 92489.6727 | 93024.3325 | 93558.9923 | 94093.6522 | 94628.312 | 95162.9718 | 95697.6316 | 96232.2915 | 96766.9513 | 97301.6111 | 97836.2709 | 98370.9307 | 98905.5906 | 99440.2504 | 99974.9102 | 100509.57 | 101044.2298 | 101578.8897 | 102113.5495 | 102648.2093 | 103182.8691 | 103717.5289 | 104252.1888 | 104786.8486 | 105321.5084 | 105856.1682 | 106390.828 | 106925.4879 | 107460.1477 | 107994.8075 | 108529.4673 | 109064.1271 | 109598.787
240 | Commerce Basic >40 KVA | 1939.7879 | 2474.4478 | 3009.1076 | 3543.7674 | 4078.4272 | 4613.087 | 5147.7469 | 5682.4067 | 6217.0665 | 6751.7263 | 7286.3861 | 7821.046 | 8355.7058 | 8890.3656 | 9425.0254 | 9959.6852 | 10494.3451 | 11029.0049 | 11563.6647 | 12098.3245 | 12632.9843 | 13167.6442 | 13702.304 | 14236.9638 | 14771.6236 | 15306.2834 | 15840.9433 | 16375.6031 | 16910.2629 | 17444.9227 | 17979.5825 | 18514.2424 | 19048.9022 | 19583.562 | 20118.2218 | 20652.8816 | 21187.5415 | 21722.2013 | 22256.8611 | 22791.5209 | 23326.1807 | 23860.8406 | 24395.5004 | 24930.1602 | 25464.82 | 25999.4799 | 26534.1397 | 27068.7995 | 27603.4593 | 28138.1191 | 28672.779 | 29207.4388 | 29742.0986 | 30276.7584 | 30811.4182 | 31346.0781 | 31880.7379 | 32415.3977 | 32950.0575 | 33484.7173 | 34019.3772 | 34554.037 | 35088.6968 | 35623.3566 | 36158.0164 | 36692.6763 | 37227.3361 | 37761.9959 | 38296.6557 | 38831.3155 | 39365.9754 | 39900.6352 | 40435.295 | 40969.9548 | 41504.6146 | 42039.2745 | 42573.9343 | 43108.5941 | 43643.2539 | 44177.9137 | 44712.5736 | 45247.2334 | 45781.8932 | 46316.553 | 46851.2128 | 47385.8727 | 47920.5325 | 48455.1923 | 48989.8521 | 49524.5119 | 50059.1718 | 50593.8316 | 51128.4914 | 51663.1512 | 52197.811 | 52732.4709 | 53267.1307 | 53801.7905 | 54336.4503 | 54871.1101 | 55405.77 | 55940.4298 | 56475.0896 | 57009.7494 | 57544.4092 | 58079.0691 | 58613.7289 | 59148.3887 | 59683.0485 | 60217.7083 | 60752.3682 | 61287.028 | 61821.6878 | 62356.3476 | 62891.0074 | 63425.6673 | 63960.3271 | 64494.9869 | 65029.6467 | 65564.3065 | 66098.9664 | 66633.6262 | 67168.286 | 67702.9458 | 68237.6056 | 68772.2655 | 69306.9253 | 69841.5851 | 70376.2449 | 70910.9047 | 71445.5646 | 71980.2244 | 72514.8842 | 73049.544 | 73584.2039 | 74118.8637 | 74653.5235 | 75188.1833 | 75722.8431 | 76257.503 | 76792.1628 | 77326.8226 | 77861.4824 | 78396.1422 | 78930.8021 | 79465.4619 | 80000.1217 | 80534.7815 | 81069.4413 | 81604.1012 | 82138.761 | 82673.4208 | 83208.0806 | 83742.7404 | 84277.4003 | 84812.0601 | 85346.7199 | 85881.3797 | 86416.0395 | 86950.6994 | 87485.3592 | 88020.019 | 88554.6788 | 89089.3386 | 89623.9985 | 90158.6583 | 90693.3181 | 91227.9779 | 91762.6377 | 92297.2976 | 92831.9574 | 93366.6172 | 93901.277 | 94435.9368 | 94970.5967 | 95505.2565 | 96039.9163 | 96574.5761 | 97109.2359 | 97643.8958 | 98178.5556 | 98713.2154 | 99247.8752 | 99782.535 | 100317.1949 | 100851.8547 | 101386.5145 | 101921.1743 | 102455.8341 | 102990.494 | 103525.1538 | 104059.8136 | 104594.4734 | 105129.1332 | 105663.7931 | 106198.4529 | 106733.1127 | 107267.7725 | 107802.4323 | 108337.0922 | 108871.752 | 109406.4118 | 109941.0716 | 110475.7314
to
Amps | PROPOSED REVENUE
20 | Commercial 20 | 0 | 817.5053 | 1635.0106 | 2452.5159 | 3270.0213 | 4087.5266 | 4905.0319 | 5722.5372 | 6540.0425 | 7357.5478 | 8175.0531 | 8992.5585 | 9810.0638 | 10627.5691 | 11445.0744 | 12262.5797 | 13080.085 | 13897.5904 | 14715.0957 | 15532.601 | 16350.1063 | 17167.6116 | 17985.1169 | 18802.6222 | 19620.1276 | 20437.6329 | 21255.1382 | 22072.6435 | 22890.1488 | 23707.6541 | 24525.1594 | 25342.6648 | 26160.1701 | 26977.6754 | 27795.1807 | 28612.686 | 29430.1913 | 30247.6966 | 31065.202 | 31882.7073 | 32700.2126 | 33517.7179 | 34335.2232 | 35152.7285 | 35970.2339 | 36787.7392 | 37605.2445 | 38422.7498 | 39240.2551 | 40057.7604 | 40875.2657 | 41692.7711 | 42510.2764 | 43327.7817 | 44145.287 | 44962.7923 | 45780.2976 | 46597.8029 | 47415.3083 | 48232.8136 | 49050.3189 | 49867.8242 | 50685.3295 | 51502.8348 | 52320.3401 | 53137.8455 | 53955.3508 | 54772.8561 | 55590.3614 | 56407.8667 | 57225.372 | 58042.8774 | 58860.3827 | 59677.888 | 60495.3933 | 61312.8986 | 62130.4039 | 62947.9092 | 63765.4146 | 64582.9199 | 65400.4252 | 66217.9305 | 67035.4358 | 67852.9411 | 68670.4464 | 69487.9518 | 70305.4571 | 71122.9624 | 71940.4677 | 72757.973 | 73575.4783 | 74392.9836 | 75210.489 | 76027.9943 | 76845.4996 | 77663.0049 | 78480.5102 | 79298.0155 | 80115.5209 | 80933.0262 | 81750.5315 | 82568.0368 | 83385.5421 | 84203.0474 | 85020.5527 | 85838.0581 | 86655.5634 | 87473.0687 | 88290.574 | 89108.0793 | 89925.5846 | 90743.0899 | 91560.5953 | 92378.1006 | 93195.6059 | 94013.1112 | 94830.6165 | 95648.1218 | 96465.6271 | 97283.1325 | 98100.6378 | 98918.1431 | 99735.6484 | 100553.1537 | 101370.659 | 102188.1644 | 103005.6697 | 103823.175 | 104640.6803 | 105458.1856 | 106275.6909 | 107093.1962 | 107910.7016 | 108728.2069 | 109545.7122 | 110363.2175 | 111180.7228 | 111998.2281 | 112815.7334 | 113633.2388 | 114450.7441 | 115268.2494 | 116085.7547 | 116903.26 | 117720.7653 | 118538.2706 | 119355.776 | 120173.2813 | 120990.7866 | 121808.2919 | 122625.7972 | 123443.3025 | 124260.8079 | 125078.3132 | 125895.8185 | 126713.3238 | 127530.8291 | 128348.3344 | 129165.8397 | 129983.3451 | 130800.8504 | 131618.3557 | 132435.861 | 133253.3663 | 134070.8716 | 134888.3769 | 135705.8823 | 136523.3876 | 137340.8929 | 138158.3982 | 138975.9035 | 139793.4088 | 140610.9141 | 141428.4195 | 142245.9248 | 143063.4301 | 143880.9354 | 144698.4407 | 145515.946 | 146333.4514 | 147150.9567 | 147968.462 | 148785.9673 | 149603.4726 | 150420.9779 | 151238.4832 | 152055.9886 | 152873.4939 | 153690.9992 | 154508.5045 | 155326.0098 | 156143.5151 | 156961.0204 | 157778.5258 | 158596.0311 | 159413.5364 | 160231.0417 | 161048.547 | 161866.0523 | 162683.5576 | 163501.063 | 164318.5683 | 165136.0736 | 165953.5789
30 | Commercial 30 | 470.0097 | 900.0142 | 1330.0187 | 1760.0232 | 2190.0277 | 2620.0322 | 3050.0368 | 3480.0413 | 3910.0458 | 4340.0503 | 4770.0548 | 5200.0593 | 5630.0638 | 6060.0683 | 6490.0728 | 6920.0773 | 7350.0818 | 7780.0863 | 8210.0908 | 8640.0953 | 9070.0998 | 9500.1043 | 9930.1088 | 10360.1133 | 10790.1178 | 11220.1223 | 11650.1268 | 12080.1313 | 12510.1358 | 12940.1403 | 13370.1448 | 13800.1493 | 14230.1538 | 14660.1583 | 15090.1628 | 15520.1674 | 15950.1719 | 16380.1764 | 16810.1809 | 17240.1854 | 17670.1899 | 18100.1944 | 18530.1989 | 18960.2034 | 19390.2079 | 19820.2124 | 20250.2169 | 20680.2214 | 21110.2259 | 21540.2304 | 21970.2349 | 22400.2394 | 22830.2439 | 23260.2484 | 23690.2529 | 24120.2574 | 24550.2619 | 24980.2664 | 25410.2709 | 25840.2754 | 26270.2799 | 26700.2844 | 27130.2889 | 27560.2934 | 27990.2979 | 28420.3025 | 28850.307 | 29280.3115 | 29710.316 | 30140.3205 | 30570.325 | 31000.3295 | 31430.334 | 31860.3385 | 32290.343 | 32720.3475 | 33150.352 | 33580.3565 | 34010.361 | 34440.3655 | 34870.37 | 35300.3745 | 35730.379 | 36160.3835 | 36590.388 | 37020.3925 | 37450.397 | 37880.4015 | 38310.406 | 38740.4105 | 39170.415 | 39600.4195 | 40030.424 | 40460.4285 | 40890.4331 | 41320.4376 | 41750.4421 | 42180.4466 | 42610.4511 | 43040.4556 | 43470.4601 | 43900.4646 | 44330.4691 | 44760.4736 | 45190.4781 | 45620.4826 | 46050.4871 | 46480.4916 | 46910.4961 | 47340.5006 | 47770.5051 | 48200.5096 | 48630.5141 | 49060.5186 | 49490.5231 | 49920.5276 | 50350.5321 | 50780.5366 | 51210.5411 | 51640.5456 | 52070.5501 | 52500.5546 | 52930.5591 | 53360.5636 | 53790.5682 | 54220.5727 | 54650.5772 | 55080.5817 | 55510.5862 | 55940.5907 | 56370.5952 | 56800.5997 | 57230.6042 | 57660.6087 | 58090.6132 | 58520.6177 | 58950.6222 | 59380.6267 | 59810.6312 | 60240.6357 | 60670.6402 | 61100.6447 | 61530.6492 | 61960.6537 | 62390.6582 | 62820.6627 | 63250.6672 | 63680.6717 | 64110.6762 | 64540.6807 | 64970.6852 | 65400.6897 | 65830.6942 | 66260.6988 | 66690.7033 | 67120.7078 | 67550.7123 | 67980.7168 | 68410.7213 | 68840.7258 | 69270.7303 | 69700.7348 | 70130.7393 | 70560.7438 | 70990.7483 | 71420.7528 | 71850.7573 | 72280.7618 | 72710.7663 | 73140.7708 | 73570.7753 | 74000.7798 | 74430.7843 | 74860.7888 | 75290.7933 | 75720.7978 | 76150.8023 | 76580.8068 | 77010.8113 | 77440.8158 | 77870.8203 | 78300.8248 | 78730.8293 | 79160.8339 | 79590.8384 | 80020.8429 | 80450.8474 | 80880.8519 | 81310.8564 | 81740.8609 | 82170.8654 | 82600.8699 | 83030.8744 | 83460.8789 | 83890.8834 | 84320.8879 | 84750.8924 | 85180.8969 | 85610.9014 | 86040.9059 | 86470.9104 | 86900.9149 | 87330.9194 | 87760.9239
40 | Commercial 40 | 594.9559 | 1024.9604 | 1454.9649 | 1884.9694 | 2314.9739 | 2744.9784 | 3174.9829 | 3604.9874 | 4034.9919 | 4464.9964 | 4895.0009 | 5325.0054 | 5755.0099 | 6185.0144 | 6615.0189 | 7045.0235 | 7475.028 | 7905.0325 | 8335.037 | 8765.0415 | 9195.046 | 9625.0505 | 10055.055 | 10485.0595 | 10915.064 | 11345.0685 | 11775.073 | 12205.0775 | 12635.082 | 13065.0865 | 13495.091 | 13925.0955 | 14355.1 | 14785.1045 | 15215.109 | 15645.1135 | 16075.118 | 16505.1225 | 16935.127 | 17365.1315 | 17795.136 | 18225.1405 | 18655.145 | 19085.1495 | 19515.1541 | 19945.1586 | 20375.1631 | 20805.1676 | 21235.1721 | 21665.1766 | 22095.1811 | 22525.1856 | 22955.1901 | 23385.1946 | 23815.1991 | 24245.2036 | 24675.2081 | 25105.2126 | 25535.2171 | 25965.2216 | 26395.2261 | 26825.2306 | 27255.2351 | 27685.2396 | 28115.2441 | 28545.2486 | 28975.2531 | 29405.2576 | 29835.2621 | 30265.2666 | 30695.2711 | 31125.2756 | 31555.2801 | 31985.2846 | 32415.2892 | 32845.2937 | 33275.2982 | 33705.3027 | 34135.3072 | 34565.3117 | 34995.3162 | 35425.3207 | 35855.3252 | 36285.3297 | 36715.3342 | 37145.3387 | 37575.3432 | 38005.3477 | 38435.3522 | 38865.3567 | 39295.3612 | 39725.3657 | 40155.3702 | 40585.3747 | 41015.3792 | 41445.3837 | 41875.3882 | 42305.3927 | 42735.3972 | 43165.4017 | 43595.4062 | 44025.4107 | 44455.4152 | 44885.4198 | 45315.4243 | 45745.4288 | 46175.4333 | 46605.4378 | 47035.4423 | 47465.4468 | 47895.4513 | 48325.4558 | 48755.4603 | 49185.4648 | 49615.4693 | 50045.4738 | 50475.4783 | 50905.4828 | 51335.4873 | 51765.4918 | 52195.4963 | 52625.5008 | 53055.5053 | 53485.5098 | 53915.5143 | 54345.5188 | 54775.5233 | 55205.5278 | 55635.5323 | 56065.5368 | 56495.5413 | 56925.5458 | 57355.5503 | 57785.5549 | 58215.5594 | 58645.5639 | 59075.5684 | 59505.5729 | 59935.5774 | 60365.5819 | 60795.5864 | 61225.5909 | 61655.5954 | 62085.5999 | 62515.6044 | 62945.6089 | 63375.6134 | 63805.6179 | 64235.6224 | 64665.6269 | 65095.6314 | 65525.6359 | 65955.6404 | 66385.6449 | 66815.6494 | 67245.6539 | 67675.6584 | 68105.6629 | 68535.6674 | 68965.6719 | 69395.6764 | 69825.6809 | 70255.6855 | 70685.69 | 71115.6945 | 71545.699 | 71975.7035 | 72405.708 | 72835.7125 | 73265.717 | 73695.7215 | 74125.726 | 74555.7305 | 74985.735 | 75415.7395 | 75845.744 | 76275.7485 | 76705.753 | 77135.7575 | 77565.762 | 77995.7665 | 78425.771 | 78855.7755 | 79285.78 | 79715.7845 | 80145.789 | 80575.7935 | 81005.798 | 81435.8025 | 81865.807 | 82295.8115 | 82725.816 | 83155.8206 | 83585.8251 | 84015.8296 | 84445.8341 | 84875.8386 | 85305.8431 | 85735.8476 | 86165.8521 | 86595.8566 | 87025.8611 | 87455.8656 | 87885.8701
50 | Commercial 50 | 719.9021 | 1149.9066 | 1579.9111 | 2009.9156 | 2439.9201 | 2869.9246 | 3299.9291 | 3729.9336 | 4159.9381 | 4589.9426 | 5019.9471 | 5449.9516 | 5879.9561 | 6309.9606 | 6739.9651 | 7169.9696 | 7599.9741 | 8029.9786 | 8459.9831 | 8889.9876 | 9319.9921 | 9749.9966 | 10180.0011 | 10610.0056 | 11040.0102 | 11470.0147 | 11900.0192 | 12330.0237 | 12760.0282 | 13190.0327 | 13620.0372 | 14050.0417 | 14480.0462 | 14910.0507 | 15340.0552 | 15770.0597 | 16200.0642 | 16630.0687 | 17060.0732 | 17490.0777 | 17920.0822 | 18350.0867 | 18780.0912 | 19210.0957 | 19640.1002 | 20070.1047 | 20500.1092 | 20930.1137 | 21360.1182 | 21790.1227 | 22220.1272 | 22650.1317 | 23080.1362 | 23510.1408 | 23940.1453 | 24370.1498 | 24800.1543 | 25230.1588 | 25660.1633 | 26090.1678 | 26520.1723 | 26950.1768 | 27380.1813 | 27810.1858 | 28240.1903 | 28670.1948 | 29100.1993 | 29530.2038 | 29960.2083 | 30390.2128 | 30820.2173 | 31250.2218 | 31680.2263 | 32110.2308 | 32540.2353 | 32970.2398 | 33400.2443 | 33830.2488 | 34260.2533 | 34690.2578 | 35120.2623 | 35550.2668 | 35980.2713 | 36410.2759 | 36840.2804 | 37270.2849 | 37700.2894 | 38130.2939 | 38560.2984 | 38990.3029 | 39420.3074 | 39850.3119 | 40280.3164 | 40710.3209 | 41140.3254 | 41570.3299 | 42000.3344 | 42430.3389 | 42860.3434 | 43290.3479 | 43720.3524 | 44150.3569 | 44580.3614 | 45010.3659 | 45440.3704 | 45870.3749 | 46300.3794 | 46730.3839 | 47160.3884 | 47590.3929 | 48020.3974 | 48450.4019 | 48880.4065 | 49310.411 | 49740.4155 | 50170.42 | 50600.4245 | 51030.429 | 51460.4335 | 51890.438 | 52320.4425 | 52750.447 | 53180.4515 | 53610.456 | 54040.4605 | 54470.465 | 54900.4695 | 55330.474 | 55760.4785 | 56190.483 | 56620.4875 | 57050.492 | 57480.4965 | 57910.501 | 58340.5055 | 58770.51 | 59200.5145 | 59630.519 | 60060.5235 | 60490.528 | 60920.5325 | 61350.537 | 61780.5416 | 62210.5461 | 62640.5506 | 63070.5551 | 63500.5596 | 63930.5641 | 64360.5686 | 64790.5731 | 65220.5776 | 65650.5821 | 66080.5866 | 66510.5911 | 66940.5956 | 67370.6001 | 67800.6046 | 68230.6091 | 68660.6136 | 69090.6181 | 69520.6226 | 69950.6271 | 70380.6316 | 70810.6361 | 71240.6406 | 71670.6451 | 72100.6496 | 72530.6541 | 72960.6586 | 73390.6631 | 73820.6676 | 74250.6722 | 74680.6767 | 75110.6812 | 75540.6857 | 75970.6902 | 76400.6947 | 76830.6992 | 77260.7037 | 77690.7082 | 78120.7127 | 78550.7172 | 78980.7217 | 79410.7262 | 79840.7307 | 80270.7352 | 80700.7397 | 81130.7442 | 81560.7487 | 81990.7532 | 82420.7577 | 82850.7622 | 83280.7667 | 83710.7712 | 84140.7757 | 84570.7802 | 85000.7847 | 85430.7892 | 85860.7937 | 86290.7982 | 86720.8027 | 87150.8073 | 87580.8118 | 88010.8163
80 | Commercial 80 | 1094.7406 | 1524.7451 | 1954.7496 | 2384.7541 | 2814.7586 | 3244.7631 | 3674.7676 | 4104.7721 | 4534.7766 | 4964.7811 | 5394.7856 | 5824.7901 | 6254.7946 | 6684.7991 | 7114.8036 | 7544.8081 | 7974.8126 | 8404.8171 | 8834.8216 | 9264.8261 | 9694.8306 | 10124.8351 | 10554.8397 | 10984.8442 | 11414.8487 | 11844.8532 | 12274.8577 | 12704.8622 | 13134.8667 | 13564.8712 | 13994.8757 | 14424.8802 | 14854.8847 | 15284.8892 | 15714.8937 | 16144.8982 | 16574.9027 | 17004.9072 | 17434.9117 | 17864.9162 | 18294.9207 | 18724.9252 | 19154.9297 | 19584.9342 | 20014.9387 | 20444.9432 | 20874.9477 | 21304.9522 | 21734.9567 | 22164.9612 | 22594.9657 | 23024.9703 | 23454.9748 | 23884.9793 | 24314.9838 | 24744.9883 | 25174.9928 | 25604.9973 | 26035.0018 | 26465.0063 | 26895.0108 | 27325.0153 | 27755.0198 | 28185.0243 | 28615.0288 | 29045.0333 | 29475.0378 | 29905.0423 | 30335.0468 | 30765.0513 | 31195.0558 | 31625.0603 | 32055.0648 | 32485.0693 | 32915.0738 | 33345.0783 | 33775.0828 | 34205.0873 | 34635.0918 | 35065.0963 | 35495.1008 | 35925.1054 | 36355.1099 | 36785.1144 | 37215.1189 | 37645.1234 | 38075.1279 | 38505.1324 | 38935.1369 | 39365.1414 | 39795.1459 | 40225.1504 | 40655.1549 | 41085.1594 | 41515.1639 | 41945.1684 | 42375.1729 | 42805.1774 | 43235.1819 | 43665.1864 | 44095.1909 | 44525.1954 | 44955.1999 | 45385.2044 | 45815.2089 | 46245.2134 | 46675.2179 | 47105.2224 | 47535.2269 | 47965.2314 | 48395.236 | 48825.2405 | 49255.245 | 49685.2495 | 50115.254 | 50545.2585 | 50975.263 | 51405.2675 | 51835.272 | 52265.2765 | 52695.281 | 53125.2855 | 53555.29 | 53985.2945 | 54415.299 | 54845.3035 | 55275.308 | 55705.3125 | 56135.317 | 56565.3215 | 56995.326 | 57425.3305 | 57855.335 | 58285.3395 | 58715.344 | 59145.3485 | 59575.353 | 60005.3575 | 60435.362 | 60865.3665 | 61295.3711 | 61725.3756 | 62155.3801 | 62585.3846 | 63015.3891 | 63445.3936 | 63875.3981 | 64305.4026 | 64735.4071 | 65165.4116 | 65595.4161 | 66025.4206 | 66455.4251 | 66885.4296 | 67315.4341 | 67745.4386 | 68175.4431 | 68605.4476 | 69035.4521 | 69465.4566 | 69895.4611 | 70325.4656 | 70755.4701 | 71185.4746 | 71615.4791 | 72045.4836 | 72475.4881 | 72905.4926 | 73335.4971 | 73765.5017 | 74195.5062 | 74625.5107 | 75055.5152 | 75485.5197 | 75915.5242 | 76345.5287 | 76775.5332 | 77205.5377 | 77635.5422 | 78065.5467 | 78495.5512 | 78925.5557 | 79355.5602 | 79785.5647 | 80215.5692 | 80645.5737 | 81075.5782 | 81505.5827 | 81935.5872 | 82365.5917 | 82795.5962 | 83225.6007 | 83655.6052 | 84085.6097 | 84515.6142 | 84945.6187 | 85375.6232 | 85805.6277 | 86235.6322 | 86665.6368 | 87095.6413 | 87525.6458 | 87955.6503 | 88385.6548
90 | Commercial 90 | 1219.6867 | 1649.6913 | 2079.6958 | 2509.7003 | 2939.7048 | 3369.7093 | 3799.7138 | 4229.7183 | 4659.7228 | 5089.7273 | 5519.7318 | 5949.7363 | 6379.7408 | 6809.7453 | 7239.7498 | 7669.7543 | 8099.7588 | 8529.7633 | 8959.7678 | 9389.7723 | 9819.7768 | 10249.7813 | 10679.7858 | 11109.7903 | 11539.7948 | 11969.7993 | 12399.8038 | 12829.8083 | 13259.8128 | 13689.8173 | 14119.8218 | 14549.8264 | 14979.8309 | 15409.8354 | 15839.8399 | 16269.8444 | 16699.8489 | 17129.8534 | 17559.8579 | 17989.8624 | 18419.8669 | 18849.8714 | 19279.8759 | 19709.8804 | 20139.8849 | 20569.8894 | 20999.8939 | 21429.8984 | 21859.9029 | 22289.9074 | 22719.9119 | 23149.9164 | 23579.9209 | 24009.9254 | 24439.9299 | 24869.9344 | 25299.9389 | 25729.9434 | 26159.9479 | 26589.9524 | 27019.957 | 27449.9615 | 27879.966 | 28309.9705 | 28739.975 | 29169.9795 | 29599.984 | 30029.9885 | 30459.993 | 30889.9975 | 31320.002 | 31750.0065 | 32180.011 | 32610.0155 | 33040.02 | 33470.0245 | 33900.029 | 34330.0335 | 34760.038 | 35190.0425 | 35620.047 | 36050.0515 | 36480.056 | 36910.0605 | 37340.065 | 37770.0695 | 38200.074 | 38630.0785 | 39060.083 | 39490.0875 | 39920.0921 | 40350.0966 | 40780.1011 | 41210.1056 | 41640.1101 | 42070.1146 | 42500.1191 | 42930.1236 | 43360.1281 | 43790.1326 | 44220.1371 | 44650.1416 | 45080.1461 | 45510.1506 | 45940.1551 | 46370.1596 | 46800.1641 | 47230.1686 | 47660.1731 | 48090.1776 | 48520.1821 | 48950.1866 | 49380.1911 | 49810.1956 | 50240.2001 | 50670.2046 | 51100.2091 | 51530.2136 | 51960.2181 | 52390.2227 | 52820.2272 | 53250.2317 | 53680.2362 | 54110.2407 | 54540.2452 | 54970.2497 | 55400.2542 | 55830.2587 | 56260.2632 | 56690.2677 | 57120.2722 | 57550.2767 | 57980.2812 | 58410.2857 | 58840.2902 | 59270.2947 | 59700.2992 | 60130.3037 | 60560.3082 | 60990.3127 | 61420.3172 | 61850.3217 | 62280.3262 | 62710.3307 | 63140.3352 | 63570.3397 | 64000.3442 | 64430.3487 | 64860.3532 | 65290.3578 | 65720.3623 | 66150.3668 | 66580.3713 | 67010.3758 | 67440.3803 | 67870.3848 | 68300.3893 | 68730.3938 | 69160.3983 | 69590.4028 | 70020.4073 | 70450.4118 | 70880.4163 | 71310.4208 | 71740.4253 | 72170.4298 | 72600.4343 | 73030.4388 | 73460.4433 | 73890.4478 | 74320.4523 | 74750.4568 | 75180.4613 | 75610.4658 | 76040.4703 | 76470.4748 | 76900.4793 | 77330.4838 | 77760.4884 | 78190.4929 | 78620.4974 | 79050.5019 | 79480.5064 | 79910.5109 | 80340.5154 | 80770.5199 | 81200.5244 | 81630.5289 | 82060.5334 | 82490.5379 | 82920.5424 | 83350.5469 | 83780.5514 | 84210.5559 | 84640.5604 | 85070.5649 | 85500.5694 | 85930.5739 | 86360.5784 | 86790.5829 | 87220.5874 | 87650.5919 | 88080.5964 | 88510.6009
120 | Commercial 120 | 1594.5253 | 2024.5298 | 2454.5343 | 2884.5388 | 3314.5433 | 3744.5478 | 4174.5523 | 4604.5568 | 5034.5613 | 5464.5658 | 5894.5703 | 6324.5748 | 6754.5793 | 7184.5838 | 7614.5883 | 8044.5928 | 8474.5973 | 8904.6018 | 9334.6063 | 9764.6108 | 10194.6153 | 10624.6198 | 11054.6243 | 11484.6288 | 11914.6333 | 12344.6378 | 12774.6423 | 13204.6468 | 13634.6513 | 14064.6559 | 14494.6604 | 14924.6649 | 15354.6694 | 15784.6739 | 16214.6784 | 16644.6829 | 17074.6874 | 17504.6919 | 17934.6964 | 18364.7009 | 18794.7054 | 19224.7099 | 19654.7144 | 20084.7189 | 20514.7234 | 20944.7279 | 21374.7324 | 21804.7369 | 22234.7414 | 22664.7459 | 23094.7504 | 23524.7549 | 23954.7594 | 24384.7639 | 24814.7684 | 25244.7729 | 25674.7774 | 26104.7819 | 26534.7865 | 26964.791 | 27394.7955 | 27824.8 | 28254.8045 | 28684.809 | 29114.8135 | 29544.818 | 29974.8225 | 30404.827 | 30834.8315 | 31264.836 | 31694.8405 | 32124.845 | 32554.8495 | 32984.854 | 33414.8585 | 33844.863 | 34274.8675 | 34704.872 | 35134.8765 | 35564.881 | 35994.8855 | 36424.89 | 36854.8945 | 37284.899 | 37714.9035 | 38144.908 | 38574.9125 | 39004.917 | 39434.9216 | 39864.9261 | 40294.9306 | 40724.9351 | 41154.9396 | 41584.9441 | 42014.9486 | 42444.9531 | 42874.9576 | 43304.9621 | 43734.9666 | 44164.9711 | 44594.9756 | 45024.9801 | 45454.9846 | 45884.9891 | 46314.9936 | 46744.9981 | 47175.0026 | 47605.0071 | 48035.0116 | 48465.0161 | 48895.0206 | 49325.0251 | 49755.0296 | 50185.0341 | 50615.0386 | 51045.0431 | 51475.0476 | 51905.0522 | 52335.0567 | 52765.0612 | 53195.0657 | 53625.0702 | 54055.0747 | 54485.0792 | 54915.0837 | 55345.0882 | 55775.0927 | 56205.0972 | 56635.1017 | 57065.1062 | 57495.1107 | 57925.1152 | 58355.1197 | 58785.1242 | 59215.1287 | 59645.1332 | 60075.1377 | 60505.1422 | 60935.1467 | 61365.1512 | 61795.1557 | 62225.1602 | 62655.1647 | 63085.1692 | 63515.1737 | 63945.1782 | 64375.1827 | 64805.1873 | 65235.1918 | 65665.1963 | 66095.2008 | 66525.2053 | 66955.2098 | 67385.2143 | 67815.2188 | 68245.2233 | 68675.2278 | 69105.2323 | 69535.2368 | 69965.2413 | 70395.2458 | 70825.2503 | 71255.2548 | 71685.2593 | 72115.2638 | 72545.2683 | 72975.2728 | 73405.2773 | 73835.2818 | 74265.2863 | 74695.2908 | 75125.2953 | 75555.2998 | 75985.3043 | 76415.3088 | 76845.3133 | 77275.3179 | 77705.3224 | 78135.3269 | 78565.3314 | 78995.3359 | 79425.3404 | 79855.3449 | 80285.3494 | 80715.3539 | 81145.3584 | 81575.3629 | 82005.3674 | 82435.3719 | 82865.3764 | 83295.3809 | 83725.3854 | 84155.3899 | 84585.3944 | 85015.3989 | 85445.4034 | 85875.4079 | 86305.4124 | 86735.4169 | 87165.4214 | 87595.4259 | 88025.4304 | 88455.4349 | 88885.4394
150 | Commercial 150 | 1969.3638 | 2399.3683 | 2829.3728 | 3259.3773 | 3689.3818 | 4119.3863 | 4549.3908 | 4979.3953 | 5409.3998 | 5839.4043 | 6269.4088 | 6699.4133 | 7129.4178 | 7559.4223 | 7989.4268 | 8419.4313 | 8849.4358 | 9279.4403 | 9709.4448 | 10139.4493 | 10569.4538 | 10999.4583 | 11429.4628 | 11859.4673 | 12289.4718 | 12719.4763 | 13149.4808 | 13579.4854 | 14009.4899 | 14439.4944 | 14869.4989 | 15299.5034 | 15729.5079 | 16159.5124 | 16589.5169 | 17019.5214 | 17449.5259 | 17879.5304 | 18309.5349 | 18739.5394 | 19169.5439 | 19599.5484 | 20029.5529 | 20459.5574 | 20889.5619 | 21319.5664 | 21749.5709 | 22179.5754 | 22609.5799 | 23039.5844 | 23469.5889 | 23899.5934 | 24329.5979 | 24759.6024 | 25189.6069 | 25619.6114 | 26049.616 | 26479.6205 | 26909.625 | 27339.6295 | 27769.634 | 28199.6385 | 28629.643 | 29059.6475 | 29489.652 | 29919.6565 | 30349.661 | 30779.6655 | 31209.67 | 31639.6745 | 32069.679 | 32499.6835 | 32929.688 | 33359.6925 | 33789.697 | 34219.7015 | 34649.706 | 35079.7105 | 35509.715 | 35939.7195 | 36369.724 | 36799.7285 | 37229.733 | 37659.7375 | 38089.742 | 38519.7465 | 38949.7511 | 39379.7556 | 39809.7601 | 40239.7646 | 40669.7691 | 41099.7736 | 41529.7781 | 41959.7826 | 42389.7871 | 42819.7916 | 43249.7961 | 43679.8006 | 44109.8051 | 44539.8096 | 44969.8141 | 45399.8186 | 45829.8231 | 46259.8276 | 46689.8321 | 47119.8366 | 47549.8411 | 47979.8456 | 48409.8501 | 48839.8546 | 49269.8591 | 49699.8636 | 50129.8681 | 50559.8726 | 50989.8771 | 51419.8817 | 51849.8862 | 52279.8907 | 52709.8952 | 53139.8997 | 53569.9042 | 53999.9087 | 54429.9132 | 54859.9177 | 55289.9222 | 55719.9267 | 56149.9312 | 56579.9357 | 57009.9402 | 57439.9447 | 57869.9492 | 58299.9537 | 58729.9582 | 59159.9627 | 59589.9672 | 60019.9717 | 60449.9762 | 60879.9807 | 61309.9852 | 61739.9897 | 62169.9942 | 62599.9987 | 63030.0032 | 63460.0077 | 63890.0122 | 64320.0168 | 64750.0213 | 65180.0258 | 65610.0303 | 66040.0348 | 66470.0393 | 66900.0438 | 67330.0483 | 67760.0528 | 68190.0573 | 68620.0618 | 69050.0663 | 69480.0708 | 69910.0753 | 70340.0798 | 70770.0843 | 71200.0888 | 71630.0933 | 72060.0978 | 72490.1023 | 72920.1068 | 73350.1113 | 73780.1158 | 74210.1203 | 74640.1248 | 75070.1293 | 75500.1338 | 75930.1383 | 76360.1428 | 76790.1474 | 77220.1519 | 77650.1564 | 78080.1609 | 78510.1654 | 78940.1699 | 79370.1744 | 79800.1789 | 80230.1834 | 80660.1879 | 81090.1924 | 81520.1969 | 81950.2014 | 82380.2059 | 82810.2104 | 83240.2149 | 83670.2194 | 84100.2239 | 84530.2284 | 84960.2329 | 85390.2374 | 85820.2419 | 86250.2464 | 86680.2509 | 87110.2554 | 87540.2599 | 87970.2644 | 88400.2689 | 88830.2734 | 89260.2779
180 | Commercial 180 | 2344.2023 | 2774.2068 | 3204.2113 | 3634.2158 | 4064.2203 | 4494.2248 | 4924.2293 | 5354.2338 | 5784.2383 | 6214.2428 | 6644.2473 | 7074.2518 | 7504.2563 | 7934.2608 | 8364.2653 | 8794.2698 | 9224.2743 | 9654.2788 | 10084.2833 | 10514.2878 | 10944.2923 | 11374.2968 | 11804.3013 | 12234.3058 | 12664.3104 | 13094.3149 | 13524.3194 | 13954.3239 | 14384.3284 | 14814.3329 | 15244.3374 | 15674.3419 | 16104.3464 | 16534.3509 | 16964.3554 | 17394.3599 | 17824.3644 | 18254.3689 | 18684.3734 | 19114.3779 | 19544.3824 | 19974.3869 | 20404.3914 | 20834.3959 | 21264.4004 | 21694.4049 | 22124.4094 | 22554.4139 | 22984.4184 | 23414.4229 | 23844.4274 | 24274.4319 | 24704.4364 | 25134.4409 | 25564.4455 | 25994.45 | 26424.4545 | 26854.459 | 27284.4635 | 27714.468 | 28144.4725 | 28574.477 | 29004.4815 | 29434.486 | 29864.4905 | 30294.495 | 30724.4995 | 31154.504 | 31584.5085 | 32014.513 | 32444.5175 | 32874.522 | 33304.5265 | 33734.531 | 34164.5355 | 34594.54 | 35024.5445 | 35454.549 | 35884.5535 | 36314.558 | 36744.5625 | 37174.567 | 37604.5715 | 38034.5761 | 38464.5806 | 38894.5851 | 39324.5896 | 39754.5941 | 40184.5986 | 40614.6031 | 41044.6076 | 41474.6121 | 41904.6166 | 42334.6211 | 42764.6256 | 43194.6301 | 43624.6346 | 44054.6391 | 44484.6436 | 44914.6481 | 45344.6526 | 45774.6571 | 46204.6616 | 46634.6661 | 47064.6706 | 47494.6751 | 47924.6796 | 48354.6841 | 48784.6886 | 49214.6931 | 49644.6976 | 50074.7021 | 50504.7066 | 50934.7112 | 51364.7157 | 51794.7202 | 52224.7247 | 52654.7292 | 53084.7337 | 53514.7382 | 53944.7427 | 54374.7472 | 54804.7517 | 55234.7562 | 55664.7607 | 56094.7652 | 56524.7697 | 56954.7742 | 57384.7787 | 57814.7832 | 58244.7877 | 58674.7922 | 59104.7967 | 59534.8012 | 59964.8057 | 60394.8102 | 60824.8147 | 61254.8192 | 61684.8237 | 62114.8282 | 62544.8327 | 62974.8372 | 63404.8418 | 63834.8463 | 64264.8508 | 64694.8553 | 65124.8598 | 65554.8643 | 65984.8688 | 66414.8733 | 66844.8778 | 67274.8823 | 67704.8868 | 68134.8913 | 68564.8958 | 68994.9003 | 69424.9048 | 69854.9093 | 70284.9138 | 70714.9183 | 71144.9228 | 71574.9273 | 72004.9318 | 72434.9363 | 72864.9408 | 73294.9453 | 73724.9498 | 74154.9543 | 74584.9588 | 75014.9633 | 75444.9678 | 75874.9723 | 76304.9769 | 76734.9814 | 77164.9859 | 77594.9904 | 78024.9949 | 78454.9994 | 78885.0039 | 79315.0084 | 79745.0129 | 80175.0174 | 80605.0219 | 81035.0264 | 81465.0309 | 81895.0354 | 82325.0399 | 82755.0444 | 83185.0489 | 83615.0534 | 84045.0579 | 84475.0624 | 84905.0669 | 85335.0714 | 85765.0759 | 86195.0804 | 86625.0849 | 87055.0894 | 87485.0939 | 87915.0984 | 88345.1029 | 88775.1074 | 89205.112 | 89635.1165
210 | Commercial 210 | 2719.0408 | 3149.0453 | 3579.0498 | 4009.0543 | 4439.0588 | 4869.0633 | 5299.0678 | 5729.0723 | 6159.0768 | 6589.0813 | 7019.0858 | 7449.0903 | 7879.0948 | 8309.0993 | 8739.1038 | 9169.1083 | 9599.1128 | 10029.1173 | 10459.1218 | 10889.1263 | 11319.1308 | 11749.1353 | 12179.1399 | 12609.1444 | 13039.1489 | 13469.1534 | 13899.1579 | 14329.1624 | 14759.1669 | 15189.1714 | 15619.1759 | 16049.1804 | 16479.1849 | 16909.1894 | 17339.1939 | 17769.1984 | 18199.2029 | 18629.2074 | 19059.2119 | 19489.2164 | 19919.2209 | 20349.2254 | 20779.2299 | 21209.2344 | 21639.2389 | 22069.2434 | 22499.2479 | 22929.2524 | 23359.2569 | 23789.2614 | 24219.2659 | 24649.2704 | 25079.275 | 25509.2795 | 25939.284 | 26369.2885 | 26799.293 | 27229.2975 | 27659.302 | 28089.3065 | 28519.311 | 28949.3155 | 29379.32 | 29809.3245 | 30239.329 | 30669.3335 | 31099.338 | 31529.3425 | 31959.347 | 32389.3515 | 32819.356 | 33249.3605 | 33679.365 | 34109.3695 | 34539.374 | 34969.3785 | 35399.383 | 35829.3875 | 36259.392 | 36689.3965 | 37119.401 | 37549.4056 | 37979.4101 | 38409.4146 | 38839.4191 | 39269.4236 | 39699.4281 | 40129.4326 | 40559.4371 | 40989.4416 | 41419.4461 | 41849.4506 | 42279.4551 | 42709.4596 | 43139.4641 | 43569.4686 | 43999.4731 | 44429.4776 | 44859.4821 | 45289.4866 | 45719.4911 | 46149.4956 | 46579.5001 | 47009.5046 | 47439.5091 | 47869.5136 | 48299.5181 | 48729.5226 | 49159.5271 | 49589.5316 | 50019.5361 | 50449.5407 | 50879.5452 | 51309.5497 | 51739.5542 | 52169.5587 | 52599.5632 | 53029.5677 | 53459.5722 | 53889.5767 | 54319.5812 | 54749.5857 | 55179.5902 | 55609.5947 | 56039.5992 | 56469.6037 | 56899.6082 | 57329.6127 | 57759.6172 | 58189.6217 | 58619.6262 | 59049.6307 | 59479.6352 | 59909.6397 | 60339.6442 | 60769.6487 | 61199.6532 | 61629.6577 | 62059.6622 | 62489.6667 | 62919.6713 | 63349.6758 | 63779.6803 | 64209.6848 | 64639.6893 | 65069.6938 | 65499.6983 | 65929.7028 | 66359.7073 | 66789.7118 | 67219.7163 | 67649.7208 | 68079.7253 | 68509.7298 | 68939.7343 | 69369.7388 | 69799.7433 | 70229.7478 | 70659.7523 | 71089.7568 | 71519.7613 | 71949.7658 | 72379.7703 | 72809.7748 | 73239.7793 | 73669.7838 | 74099.7883 | 74529.7928 | 74959.7973 | 75389.8018 | 75819.8064 | 76249.8109 | 76679.8154 | 77109.8199 | 77539.8244 | 77969.8289 | 78399.8334 | 78829.8379 | 79259.8424 | 79689.8469 | 80119.8514 | 80549.8559 | 80979.8604 | 81409.8649 | 81839.8694 | 82269.8739 | 82699.8784 | 83129.8829 | 83559.8874 | 83989.8919 | 84419.8964 | 84849.9009 | 85279.9054 | 85709.9099 | 86139.9144 | 86569.9189 | 86999.9234 | 87429.9279 | 87859.9324 | 88289.937 | 88719.9415 | 89149.946 | 89579.9505 | 90009.955
240 | Commercial 240 | 3093.8793 | 3523.8838 | 3953.8883 | 4383.8928 | 4813.8973 | 5243.9018 | 5673.9063 | 6103.9108 | 6533.9153 | 6963.9198 | 7393.9243 | 7823.9288 | 8253.9333 | 8683.9378 | 9113.9423 | 9543.9468 | 9973.9513 | 10403.9558 | 10833.9603 | 11263.9648 | 11693.9694 | 12123.9739 | 12553.9784 | 12983.9829 | 13413.9874 | 13843.9919 | 14273.9964 | 14704.0009 | 15134.0054 | 15564.0099 | 15994.0144 | 16424.0189 | 16854.0234 | 17284.0279 | 17714.0324 | 18144.0369 | 18574.0414 | 19004.0459 | 19434.0504 | 19864.0549 | 20294.0594 | 20724.0639 | 21154.0684 | 21584.0729 | 22014.0774 | 22444.0819 | 22874.0864 | 23304.0909 | 23734.0954 | 24164.0999 | 24594.1045 | 25024.109 | 25454.1135 | 25884.118 | 26314.1225 | 26744.127 | 27174.1315 | 27604.136 | 28034.1405 | 28464.145 | 28894.1495 | 29324.154 | 29754.1585 | 30184.163 | 30614.1675 | 31044.172 | 31474.1765 | 31904.181 | 32334.1855 | 32764.19 | 33194.1945 | 33624.199 | 34054.2035 | 34484.208 | 34914.2125 | 35344.217 | 35774.2215 | 36204.226 | 36634.2305 | 37064.2351 | 37494.2396 | 37924.2441 | 38354.2486 | 38784.2531 | 39214.2576 | 39644.2621 | 40074.2666 | 40504.2711 | 40934.2756 | 41364.2801 | 41794.2846 | 42224.2891 | 42654.2936 | 43084.2981 | 43514.3026 | 43944.3071 | 44374.3116 | 44804.3161 | 45234.3206 | 45664.3251 | 46094.3296 | 46524.3341 | 46954.3386 | 47384.3431 | 47814.3476 | 48244.3521 | 48674.3566 | 49104.3611 | 49534.3656 | 49964.3702 | 50394.3747 | 50824.3792 | 51254.3837 | 51684.3882 | 52114.3927 | 52544.3972 | 52974.4017 | 53404.4062 | 53834.4107 | 54264.4152 | 54694.4197 | 55124.4242 | 55554.4287 | 55984.4332 | 56414.4377 | 56844.4422 | 57274.4467 | 57704.4512 | 58134.4557 | 58564.4602 | 58994.4647 | 59424.4692 | 59854.4737 | 60284.4782 | 60714.4827 | 61144.4872 | 61574.4917 | 62004.4962 | 62434.5008 | 62864.5053 | 63294.5098 | 63724.5143 | 64154.5188 | 64584.5233 | 65014.5278 | 65444.5323 | 65874.5368 | 66304.5413 | 66734.5458 | 67164.5503 | 67594.5548 | 68024.5593 | 68454.5638 | 68884.5683 | 69314.5728 | 69744.5773 | 70174.5818 | 70604.5863 | 71034.5908 | 71464.5953 | 71894.5998 | 72324.6043 | 72754.6088 | 73184.6133 | 73614.6178 | 74044.6223 | 74474.6268 | 74904.6313 | 75334.6359 | 75764.6404 | 76194.6449 | 76624.6494 | 77054.6539 | 77484.6584 | 77914.6629 | 78344.6674 | 78774.6719 | 79204.6764 | 79634.6809 | 80064.6854 | 80494.6899 | 80924.6944 | 81354.6989 | 81784.7034 | 82214.7079 | 82644.7124 | 83074.7169 | 83504.7214 | 83934.7259 | 84364.7304 | 84794.7349 | 85224.7394 | 85654.7439 | 86084.7484 | 86514.7529 | 86944.7574 | 87374.7619 | 87804.7665 | 88234.771 | 88664.7755 | 89094.78 | 89524.7845 | 89954.789 | 90384.7935
//
Amps | CHANGE IN REVENUE | [204 empty] | Aver consumption | Customers
20 | Commercial Pre-paid:-, <15 Amp to Commercial 20 | 0 | 104.0254 | 208.0507 | 312.0761 | 416.1015 | 520.1268 | 624.1522 | 728.1775 | 832.2029 | 936.2283 | 1040.2536 | 1144.279 | 1248.3044 | 1352.3297 | 1456.3551 | 1560.3804 | 1664.4058 | 1768.4312 | 1872.4565 | 1976.4819 | 2080.5073 | 2184.5326 | 2288.558 | 2392.5834 | 2496.6087 | 2600.6341 | 2704.6594 | 2808.6848 | 2912.7102 | 3016.7355 | 3120.7609 | 3224.7863 | 3328.8116 | 3432.837 | 3536.8623 | 3640.8877 | 3744.9131 | 3848.9384 | 3952.9638 | 4056.9892 | 4161.0145 | 4265.0399 | 4369.0653 | 4473.0906 | 4577.116 | 4681.1413 | 4785.1667 | 4889.1921 | 4993.2174 | 5097.2428 | 5201.2682 | 5305.2935 | 5409.3189 | 5513.3442 | 5617.3696 | 5721.395 | 5825.4203 | 5929.4457 | 6033.4711 | 6137.4964 | 6241.5218 | 6345.5472 | 6449.5725 | 6553.5979 | 6657.6232 | 6761.6486 | 6865.674 | 6969.6993 | 7073.7247 | 7177.7501 | 7281.7754 | 7385.8008 | 7489.8261 | 7593.8515 | 7697.8769 | 7801.9022 | 7905.9276 | 8009.953 | 8113.9783 | 8218.0037 | 8322.0291 | 8426.0544 | 8530.0798 | 8634.1051 | 8738.1305 | 8842.1559 | 8946.1812 | 9050.2066 | 9154.232 | 9258.2573 | 9362.2827 | 9466.308 | 9570.3334 | 9674.3588 | 9778.3841 | 9882.4095 | 9986.4349 | 10090.4602 | 10194.4856 | 10298.511 | 10402.5363 | 10506.5617 | 10610.587 | 10714.6124 | 10818.6378 | 10922.6631 | 11026.6885 | 11130.7139 | 11234.7392 | 11338.7646 | 11442.7899 | 11546.8153 | 11650.8407 | 11754.866 | 11858.8914 | 11962.9168 | 12066.9421 | 12170.9675 | 12274.9929 | 12379.0182 | 12483.0436 | 12587.0689 | 12691.0943 | 12795.1197 | 12899.145 | 13003.1704 | 13107.1958 | 13211.2211 | 13315.2465 | 13419.2718 | 13523.2972 | 13627.3226 | 13731.3479 | 13835.3733 | 13939.3987 | 14043.424 | 14147.4494 | 14251.4748 | 14355.5001 | 14459.5255 | 14563.5508 | 14667.5762 | 14771.6016 | 14875.6269 | 14979.6523 | 15083.6777 | 15187.703 | 15291.7284 | 15395.7537 | 15499.7791 | 15603.8045 | 15707.8298 | 15811.8552 | 15915.8806 | 16019.9059 | 16123.9313 | 16227.9567 | 16331.982 | 16436.0074 | 16540.0327 | 16644.0581 | 16748.0835 | 16852.1088 | 16956.1342 | 17060.1596 | 17164.1849 | 17268.2103 | 17372.2356 | 17476.261 | 17580.2864 | 17684.3117 | 17788.3371 | 17892.3625 | 17996.3878 | 18100.4132 | 18204.4386 | 18308.4639 | 18412.4893 | 18516.5146 | 18620.54 | 18724.5654 | 18828.5907 | 18932.6161 | 19036.6415 | 19140.6668 | 19244.6922 | 19348.7175 | 19452.7429 | 19556.7683 | 19660.7936 | 19764.819 | 19868.8444 | 19972.8697 | 20076.8951 | 20180.9205 | 20284.9458 | 20388.9712 | 20492.9965 | 20597.0219 | 20701.0473 | 20805.0726 | 20909.098 | 21013.1234 | 21117.1487 | #REF! | #REF!
30 | Commercial Pre-paid:-, <15 Amp to Commercial 30 | 470.0097 | 186.5343 | -96.9412 | -380.4166 | -663.8921 | -947.3675 | -1230.843 | -1514.3184 | -1797.7939 | -2081.2693 | -2364.7447 | -2648.2202 | -2931.6956 | -3215.1711 | -3498.6465 | -3782.122 | -4065.5974 | -4349.0729 | -4632.5483 | -4916.0238 | -5199.4992 | -5482.9747 | -5766.4501 | -6049.9256 | -6333.401 | -6616.8765 | -6900.3519 | -7183.8274 | -7467.3028 | -7750.7783 | -8034.2537 | -8317.7292 | -8601.2046 | -8884.6801 | -9168.1555 | -9451.631 | -9735.1064 | -10018.5819 | -10302.0573 | -10585.5327 | -10869.0082 | -11152.4836 | -11435.9591 | -11719.4345 | -12002.91 | -12286.3854 | -12569.8609 | -12853.3363 | -13136.8118 | -13420.2872 | -13703.7627 | -13987.2381 | -14270.7136 | -14554.189 | -14837.6645 | -15121.1399 | -15404.6154 | -15688.0908 | -15971.5663 | -16255.0417 | -16538.5172 | -16821.9926 | -17105.4681 | -17388.9435 | -17672.419 | -17955.8944 | -18239.3699 | -18522.8453 | -18806.3207 | -19089.7962 | -19373.2716 | -19656.7471 | -19940.2225 | -20223.698 | -20507.1734 | -20790.6489 | -21074.1243 | -21357.5998 | -21641.0752 | -21924.5507 | -22208.0261 | -22491.5016 | -22774.977 | -23058.4525 | -23341.9279 | -23625.4034 | -23908.8788 | -24192.3543 | -24475.8297 | -24759.3052 | -25042.7806 | -25326.2561 | -25609.7315 | -25893.207 | -26176.6824 | -26460.1579 | -26743.6333 | -27027.1087 | -27310.5842 | -27594.0596 | -27877.5351 | -28161.0105 | -28444.486 | -28727.9614 | -29011.4369 | -29294.9123 | -29578.3878 | -29861.8632 | -30145.3387 | -30428.8141 | -30712.2896 | -30995.765 | -31279.2405 | -31562.7159 | -31846.1914 | -32129.6668 | -32413.1423 | -32696.6177 | -32980.0932 | -33263.5686 | -33547.0441 | -33830.5195 | -34113.995 | -34397.4704 | -34680.9459 | -34964.4213 | -35247.8967 | -35531.3722 | -35814.8476 | -36098.3231 | -36381.7985 | -36665.274 | -36948.7494 | -37232.2249 | -37515.7003 | -37799.1758 | -38082.6512 | -38366.1267 | -38649.6021 | -38933.0776 | -39216.553 | -39500.0285 | -39783.5039 | -40066.9794 | -40350.4548 | -40633.9303 | -40917.4057 | -41200.8812 | -41484.3566 | -41767.8321 | -42051.3075 | -42334.783 | -42618.2584 | -42901.7338 | -43185.2093 | -43468.6847 | -43752.1602 | -44035.6356 | -44319.1111 | -44602.5865 | -44886.062 | -45169.5374 | -45453.0129 | -45736.4883 | -46019.9638 | -46303.4392 | -46586.9147 | -46870.3901 | -47153.8656 | -47437.341 | -47720.8165 | -48004.2919 | -48287.7674 | -48571.2428 | -48854.7183 | -49138.1937 | -49421.6692 | -49705.1446 | -49988.6201 | -50272.0955 | -50555.571 | -50839.0464 | -51122.5218 | -51405.9973 | -51689.4727 | -51972.9482 | -52256.4236 | -52539.8991 | -52823.3745 | -53106.85 | -53390.3254 | -53673.8009 | -53957.2763 | -54240.7518 | -54524.2272 | -54807.7027 | -55091.1781 | -55374.6536 | -55658.129 | -55941.6045 | -56225.0799 | -56508.5554 | -56792.0308 | -57075.5063 | #REF! | #REF!
40 | Commercial Pre-paid:-, <15 Amp to Commercial 40 | 594.9559 | 311.4805 | 28.005 | -255.4704 | -538.9459 | -822.4213 | -1105.8968 | -1389.3722 | -1672.8477 | -1956.3231 | -2239.7986 | -2523.274 | -2806.7495 | -3090.2249 | -3373.7004 | -3657.1758 | -3940.6513 | -4224.1267 | -4507.6022 | -4791.0776 | -5074.5531 | -5358.0285 | -5641.504 | -5924.9794 | -6208.4549 | -6491.9303 | -6775.4058 | -7058.8812 | -7342.3566 | -7625.8321 | -7909.3075 | -8192.783 | -8476.2584 | -8759.7339 | -9043.2093 | -9326.6848 | -9610.1602 | -9893.6357 | -10177.1111 | -10460.5866 | -10744.062 | -11027.5375 | -11311.0129 | -11594.4884 | -11877.9638 | -12161.4393 | -12444.9147 | -12728.3902 | -13011.8656 | -13295.3411 | -13578.8165 | -13862.292 | -14145.7674 | -14429.2429 | -14712.7183 | -14996.1938 | -15279.6692 | -15563.1446 | -15846.6201 | -16130.0955 | -16413.571 | -16697.0464 | -16980.5219 | -17263.9973 | -17547.4728 | -17830.9482 | -18114.4237 | -18397.8991 | -18681.3746 | -18964.85 | -19248.3255 | -19531.8009 | -19815.2764 | -20098.7518 | -20382.2273 | -20665.7027 | -20949.1782 | -21232.6536 | -21516.1291 | -21799.6045 | -22083.08 | -22366.5554 | -22650.0309 | -22933.5063 | -23216.9818 | -23500.4572 | -23783.9326 | -24067.4081 | -24350.8835 | -24634.359 | -24917.8344 | -25201.3099 | -25484.7853 | -25768.2608 | -26051.7362 | -26335.2117 | -26618.6871 | -26902.1626 | -27185.638 | -27469.1135 | -27752.5889 | -28036.0644 | -28319.5398 | -28603.0153 | -28886.4907 | -29169.9662 | -29453.4416 | -29736.9171 | -30020.3925 | -30303.868 | -30587.3434 | -30870.8189 | -31154.2943 | -31437.7698 | -31721.2452 | -32004.7206 | -32288.1961 | -32571.6715 | -32855.147 | -33138.6224 | -33422.0979 | -33705.5733 | -33989.0488 | -34272.5242 | -34555.9997 | -34839.4751 | -35122.9506 | -35406.426 | -35689.9015 | -35973.3769 | -36256.8524 | -36540.3278 | -36823.8033 | -37107.2787 | -37390.7542 | -37674.2296 | -37957.7051 | -38241.1805 | -38524.656 | -38808.1314 | -39091.6069 | -39375.0823 | -39658.5577 | -39942.0332 | -40225.5086 | -40508.9841 | -40792.4595 | -41075.935 | -41359.4104 | -41642.8859 | -41926.3613 | -42209.8368 | -42493.3122 | -42776.7877 | -43060.2631 | -43343.7386 | -43627.214 | -43910.6895 | -44194.1649 | -44477.6404 | -44761.1158 | -45044.5913 | -45328.0667 | -45611.5422 | -45895.0176 | -46178.4931 | -46461.9685 | -46745.444 | -47028.9194 | -47312.3949 | -47595.8703 | -47879.3457 | -48162.8212 | -48446.2966 | -48729.7721 | -49013.2475 | -49296.723 | -49580.1984 | -49863.6739 | -50147.1493 | -50430.6248 | -50714.1002 | -50997.5757 | -51281.0511 | -51564.5266 | -51848.002 | -52131.4775 | -52414.9529 | -52698.4284 | -52981.9038 | -53265.3793 | -53548.8547 | -53832.3302 | -54115.8056 | -54399.2811 | -54682.7565 | -54966.232 | -55249.7074 | -55533.1829 | -55816.6583 | -56100.1337 | -56383.6092 | -56667.0846 | -56950.5601 | #REF! | #REF!
20 | Commerce / Non Standard (per kWh ) to Commercial 20 | -223.6924 | 59.1531 | 341.9986 | 624.8441 | 907.6896 | 1190.5351 | 1473.3806 | 1756.2261 | 2039.0716 | 2321.9171 | 2604.7625 | 2887.608 | 3170.4535 | 3453.299 | 3736.1445 | 4018.99 | 4301.8355 | 4584.681 | 4867.5265 | 5150.372 | 5433.2175 | 5716.063 | 5998.9085 | 6281.754 | 6564.5995 | 6847.445 | 7130.2905 | 7413.136 | 7695.9815 | 7978.8269 | 8261.6724 | 8544.5179 | 8827.3634 | 9110.2089 | 9393.0544 | 9675.8999 | 9958.7454 | 10241.5909 | 10524.4364 | 10807.2819 | 11090.1274 | 11372.9729 | 11655.8184 | 11938.6639 | 12221.5094 | 12504.3549 | 12787.2004 | 13070.0458 | 13352.8913 | 13635.7368 | 13918.5823 | 14201.4278 | 14484.2733 | 14767.1188 | 15049.9643 | 15332.8098 | 15615.6553 | 15898.5008 | 16181.3463 | 16464.1918 | 16747.0373 | 17029.8828 | 17312.7283 | 17595.5738 | 17878.4193 | 18161.2648 | 18444.1102 | 18726.9557 | 19009.8012 | 19292.6467 | 19575.4922 | 19858.3377 | 20141.1832 | 20424.0287 | 20706.8742 | 20989.7197 | 21272.5652 | 21555.4107 | 21838.2562 | 22121.1017 | 22403.9472 | 22686.7927 | 22969.6382 | 23252.4837 | 23535.3291 | 23818.1746 | 24101.0201 | 24383.8656 | 24666.7111 | 24949.5566 | 25232.4021 | 25515.2476 | 25798.0931 | 26080.9386 | 26363.7841 | 26646.6296 | 26929.4751 | 27212.3206 | 27495.1661 | 27778.0116 | 28060.8571 | 28343.7026 | 28626.5481 | 28909.3935 | 29192.239 | 29475.0845 | 29757.93 | 30040.7755 | 30323.621 | 30606.4665 | 30889.312 | 31172.1575 | 31455.003 | 31737.8485 | 32020.694 | 32303.5395 | 32586.385 | 32869.2305 | 33152.076 | 33434.9215 | 33717.767 | 34000.6124 | 34283.4579 | 34566.3034 | 34849.1489 | 35131.9944 | 35414.8399 | 35697.6854 | 35980.5309 | 36263.3764 | 36546.2219 | 36829.0674 | 37111.9129 | 37394.7584 | 37677.6039 | 37960.4494 | 38243.2949 | 38526.1404 | 38808.9859 | 39091.8314 | 39374.6768 | 39657.5223 | 39940.3678 | 40223.2133 | 40506.0588 | 40788.9043 | 41071.7498 | 41354.5953 | 41637.4408 | 41920.2863 | 42203.1318 | 42485.9773 | 42768.8228 | 43051.6683 | 43334.5138 | 43617.3593 | 43900.2048 | 44183.0503 | 44465.8957 | 44748.7412 | 45031.5867 | 45314.4322 | 45597.2777 | 45880.1232 | 46162.9687 | 46445.8142 | 46728.6597 | 47011.5052 | 47294.3507 | 47577.1962 | 47860.0417 | 48142.8872 | 48425.7327 | 48708.5782 | 48991.4237 | 49274.2692 | 49557.1147 | 49839.9601 | 50122.8056 | 50405.6511 | 50688.4966 | 50971.3421 | 51254.1876 | 51537.0331 | 51819.8786 | 52102.7241 | 52385.5696 | 52668.4151 | 52951.2606 | 53234.1061 | 53516.9516 | 53799.7971 | 54082.6426 | 54365.4881 | 54648.3336 | 54931.179 | 55214.0245 | 55496.87 | 55779.7155 | 56062.561 | 56345.4065 | 56628.252 | 56911.0975 | 57193.943 | #REF! | #REF!
30 | Commerce / Non Standard (per kWh ) to Commercial 30 | 246.3173 | 141.662 | 37.0067 | -67.6486 | -172.3039 | -276.9592 | -381.6146 | -486.2699 | -590.9252 | -695.5805 | -800.2358 | -904.8911 | -1009.5465 | -1114.2018 | -1218.8571 | -1323.5124 | -1428.1677 | -1532.823 | -1637.4784 | -1742.1337 | -1846.789 | -1951.4443 | -2056.0996 | -2160.755 | -2265.4103 | -2370.0656 | -2474.7209 | -2579.3762 | -2684.0315 | -2788.6869 | -2893.3422 | -2997.9975 | -3102.6528 | -3207.3081 | -3311.9634 | -3416.6188 | -3521.2741 | -3625.9294 | -3730.5847 | -3835.24 | -3939.8953 | -4044.5507 | -4149.206 | -4253.8613 | -4358.5166 | -4463.1719 | -4567.8272 | -4672.4826 | -4777.1379 | -4881.7932 | -4986.4485 | -5091.1038 | -5195.7591 | -5300.4145 | -5405.0698 | -5509.7251 | -5614.3804 | -5719.0357 | -5823.691 | -5928.3464 | -6033.0017 | -6137.657 | -6242.3123 | -6346.9676 | -6451.6229 | -6556.2783 | -6660.9336 | -6765.5889 | -6870.2442 | -6974.8995 | -7079.5548 | -7184.2102 | -7288.8655 | -7393.5208 | -7498.1761 | -7602.8314 | -7707.4867 | -7812.1421 | -7916.7974 | -8021.4527 | -8126.108 | -8230.7633 | -8335.4186 | -8440.074 | -8544.7293 | -8649.3846 | -8754.0399 | -8858.6952 | -8963.3505 | -9068.0059 | -9172.6612 | -9277.3165 | -9381.9718 | -9486.6271 | -9591.2824 | -9695.9378 | -9800.5931 | -9905.2484 | -10009.9037 | -10114.559 | -10219.2143 | -10323.8697 | -10428.525 | -10533.1803 | -10637.8356 | -10742.4909 | -10847.1462 | -10951.8016 | -11056.4569 | -11161.1122 | -11265.7675 | -11370.4228 | -11475.0781 | -11579.7335 | -11684.3888 | -11789.0441 | -11893.6994 | -11998.3547 | -12103.01 | -12207.6654 | -12312.3207 | -12416.976 | -12521.6313 | -12626.2866 | -12730.942 | -12835.5973 | -12940.2526 | -13044.9079 | -13149.5632 | -13254.2185 | -13358.8739 | -13463.5292 | -13568.1845 | -13672.8398 | -13777.4951 | -13882.1504 | -13986.8058 | -14091.4611 | -14196.1164 | -14300.7717 | -14405.427 | -14510.0823 | -14614.7377 | -14719.393 | -14824.0483 | -14928.7036 | -15033.3589 | -15138.0142 | -15242.6696 | -15347.3249 | -15451.9802 | -15556.6355 | -15661.2908 | -15765.9461 | -15870.6015 | -15975.2568 | -16079.9121 | -16184.5674 | -16289.2227 | -16393.878 | -16498.5334 | -16603.1887 | -16707.844 | -16812.4993 | -16917.1546 | -17021.8099 | -17126.4653 | -17231.1206 | -17335.7759 | -17440.4312 | -17545.0865 | -17649.7418 | -17754.3972 | -17859.0525 | -17963.7078 | -18068.3631 | -18173.0184 | -18277.6737 | -18382.3291 | -18486.9844 | -18591.6397 | -18696.295 | -18800.9503 | -18905.6056 | -19010.261 | -19114.9163 | -19219.5716 | -19324.2269 | -19428.8822 | -19533.5375 | -19638.1929 | -19742.8482 | -19847.5035 | -19952.1588 | -20056.8141 | -20161.4694 | -20266.1248 | -20370.7801 | -20475.4354 | -20580.0907 | -20684.746 | -20789.4013 | -20894.0567 | -20998.712 | #REF! | #REF!
40 | Commerce / Non Standard (per kWh ) to Commercial 40 | 371.2635 | 266.6082 | 161.9529 | 57.2976 | -47.3578 | -152.0131 | -256.6684 | -361.3237 | -465.979 | -570.6343 | -675.2897 | -779.945 | -884.6003 | -989.2556 | -1093.9109 | -1198.5662 | -1303.2216 | -1407.8769 | -1512.5322 | -1617.1875 | -1721.8428 | -1826.4981 | -1931.1535 | -2035.8088 | -2140.4641 | -2245.1194 | -2349.7747 | -2454.43 | -2559.0854 | -2663.7407 | -2768.396 | -2873.0513 | -2977.7066 | -3082.3619 | -3187.0173 | -3291.6726 | -3396.3279 | -3500.9832 | -3605.6385 | -3710.2939 | -3814.9492 | -3919.6045 | -4024.2598 | -4128.9151 | -4233.5704 | -4338.2258 | -4442.8811 | -4547.5364 | -4652.1917 | -4756.847 | -4861.5023 | -4966.1577 | -5070.813 | -5175.4683 | -5280.1236 | -5384.7789 | -5489.4342 | -5594.0896 | -5698.7449 | -5803.4002 | -5908.0555 | -6012.7108 | -6117.3661 | -6222.0215 | -6326.6768 | -6431.3321 | -6535.9874 | -6640.6427 | -6745.298 | -6849.9534 | -6954.6087 | -7059.264 | -7163.9193 | -7268.5746 | -7373.2299 | -7477.8853 | -7582.5406 | -7687.1959 | -7791.8512 | -7896.5065 | -8001.1618 | -8105.8172 | -8210.4725 | -8315.1278 | -8419.7831 | -8524.4384 | -8629.0937 | -8733.7491 | -8838.4044 | -8943.0597 | -9047.715 | -9152.3703 | -9257.0256 | -9361.681 | -9466.3363 | -9570.9916 | -9675.6469 | -9780.3022 | -9884.9575 | -9989.6129 | -10094.2682 | -10198.9235 | -10303.5788 | -10408.2341 | -10512.8894 | -10617.5448 | -10722.2001 | -10826.8554 | -10931.5107 | -11036.166 | -11140.8213 | -11245.4767 | -11350.132 | -11454.7873 | -11559.4426 | -11664.0979 | -11768.7532 | -11873.4086 | -11978.0639 | -12082.7192 | -12187.3745 | -12292.0298 | -12396.6851 | -12501.3405 | -12605.9958 | -12710.6511 | -12815.3064 | -12919.9617 | -13024.617 | -13129.2724 | -13233.9277 | -13338.583 | -13443.2383 | -13547.8936 | -13652.5489 | -13757.2043 | -13861.8596 | -13966.5149 | -14071.1702 | -14175.8255 | -14280.4809 | -14385.1362 | -14489.7915 | -14594.4468 | -14699.1021 | -14803.7574 | -14908.4128 | -15013.0681 | -15117.7234 | -15222.3787 | -15327.034 | -15431.6893 | -15536.3447 | -15641 | -15745.6553 | -15850.3106 | -15954.9659 | -16059.6212 | -16164.2766 | -16268.9319 | -16373.5872 | -16478.2425 | -16582.8978 | -16687.5531 | -16792.2085 | -16896.8638 | -17001.5191 | -17106.1744 | -17210.8297 | -17315.485 | -17420.1404 | -17524.7957 | -17629.451 | -17734.1063 | -17838.7616 | -17943.4169 | -18048.0723 | -18152.7276 | -18257.3829 | -18362.0382 | -18466.6935 | -18571.3488 | -18676.0042 | -18780.6595 | -18885.3148 | -18989.9701 | -19094.6254 | -19199.2807 | -19303.9361 | -19408.5914 | -19513.2467 | -19617.902 | -19722.5573 | -19827.2126 | -19931.868 | -20036.5233 | -20141.1786 | -20245.8339 | -20350.4892 | -20455.1445 | -20559.7999 | -20664.4552 | -20769.1105 | -20873.7658 | #REF! | #REF!
20 | Commerce Basic < 20KVA to Commercial 20 | -808.0307 | -525.1852 | -242.3397 | 40.5058 | 323.3513 | 606.1968 | 889.0423 | 1171.8878 | 1454.7333 | 1737.5787 | 2020.4242 | 2303.2697 | 2586.1152 | 2868.9607 | 3151.8062 | 3434.6517 | 3717.4972 | 4000.3427 | 4283.1882 | 4566.0337 | 4848.8792 | 5131.7247 | 5414.5702 | 5697.4157 | 5980.2612 | 6263.1067 | 6545.9522 | 6828.7976 | 7111.6431 | 7394.4886 | 7677.3341 | 7960.1796 | 8243.0251 | 8525.8706 | 8808.7161 | 9091.5616 | 9374.4071 | 9657.2526 | 9940.0981 | 10222.9436 | 10505.7891 | 10788.6346 | 11071.4801 | 11354.3256 | 11637.1711 | 11920.0166 | 12202.862 | 12485.7075 | 12768.553 | 13051.3985 | 13334.244 | 13617.0895 | 13899.935 | 14182.7805 | 14465.626 | 14748.4715 | 15031.317 | 15314.1625 | 15597.008 | 15879.8535 | 16162.699 | 16445.5445 | 16728.39 | 17011.2355 | 17294.0809 | 17576.9264 | 17859.7719 | 18142.6174 | 18425.4629 | 18708.3084 | 18991.1539 | 19273.9994 | 19556.8449 | 19839.6904 | 20122.5359 | 20405.3814 | 20688.2269 | 20971.0724 | 21253.9179 | 21536.7634 | 21819.6089 | 22102.4544 | 22385.2999 | 22668.1453 | 22950.9908 | 23233.8363 | 23516.6818 | 23799.5273 | 24082.3728 | 24365.2183 | 24648.0638 | 24930.9093 | 25213.7548 | 25496.6003 | 25779.4458 | 26062.2913 | 26345.1368 | 26627.9823 | 26910.8278 | 27193.6733 | 27476.5188 | 27759.3642 | 28042.2097 | 28325.0552 | 28607.9007 | 28890.7462 | 29173.5917 | 29456.4372 | 29739.2827 | 30022.1282 | 30304.9737 | 30587.8192 | 30870.6647 | 31153.5102 | 31436.3557 | 31719.2012 | 32002.0467 | 32284.8922 | 32567.7377 | 32850.5831 | 33133.4286 | 33416.2741 | 33699.1196 | 33981.9651 | 34264.8106 | 34547.6561 | 34830.5016 | 35113.3471 | 35396.1926 | 35679.0381 | 35961.8836 | 36244.7291 | 36527.5746 | 36810.4201 | 37093.2656 | 37376.1111 | 37658.9566 | 37941.8021 | 38224.6475 | 38507.493 | 38790.3385 | 39073.184 | 39356.0295 | 39638.875 | 39921.7205 | 40204.566 | 40487.4115 | 40770.257 | 41053.1025 | 41335.948 | 41618.7935 | 41901.639 | 42184.4845 | 42467.33 | 42750.1755 | 43033.021 | 43315.8664 | 43598.7119 | 43881.5574 | 44164.4029 | 44447.2484 | 44730.0939 | 45012.9394 | 45295.7849 | 45578.6304 | 45861.4759 | 46144.3214 | 46427.1669 | 46710.0124 | 46992.8579 | 47275.7034 | 47558.5489 | 47841.3944 | 48124.2399 | 48407.0854 | 48689.9308 | 48972.7763 | 49255.6218 | 49538.4673 | 49821.3128 | 50104.1583 | 50387.0038 | 50669.8493 | 50952.6948 | 51235.5403 | 51518.3858 | 51801.2313 | 52084.0768 | 52366.9223 | 52649.7678 | 52932.6133 | 53215.4588 | 53498.3043 | 53781.1497 | 54063.9952 | 54346.8407 | 54629.6862 | 54912.5317 | 55195.3772 | 55478.2227 | 55761.0682 | 56043.9137 | 56326.7592 | 56609.6047
30 | Commerce Basic < 20KVA to Commercial 30 | -338.021 | -442.6763 | -547.3316 | -651.9869 | -756.6422 | -861.2976 | -965.9529 | -1070.6082 | -1175.2635 | -1279.9188 | -1384.5741 | -1489.2295 | -1593.8848 | -1698.5401 | -1803.1954 | -1907.8507 | -2012.506 | -2117.1614 | -2221.8167 | -2326.472 | -2431.1273 | -2535.7826 | -2640.4379 | -2745.0933 | -2849.7486 | -2954.4039 | -3059.0592 | -3163.7145 | -3268.3698 | -3373.0252 | -3477.6805 | -3582.3358 | -3686.9911 | -3791.6464 | -3896.3017 | -4000.9571 | -4105.6124 | -4210.2677 | -4314.923 | -4419.5783 | -4524.2336 | -4628.889 | -4733.5443 | -4838.1996 | -4942.8549 | -5047.5102 | -5152.1655 | -5256.8209 | -5361.4762 | -5466.1315 | -5570.7868 | -5675.4421 | -5780.0974 | -5884.7528 | -5989.4081 | -6094.0634 | -6198.7187 | -6303.374 | -6408.0293 | -6512.6847 | -6617.34 | -6721.9953 | -6826.6506 | -6931.3059 | -7035.9613 | -7140.6166 | -7245.2719 | -7349.9272 | -7454.5825 | -7559.2378 | -7663.8932 | -7768.5485 | -7873.2038 | -7977.8591 | -8082.5144 | -8187.1697 | -8291.8251 | -8396.4804 | -8501.1357 | -8605.791 | -8710.4463 | -8815.1016 | -8919.757 | -9024.4123 | -9129.0676 | -9233.7229 | -9338.3782 | -9443.0335 | -9547.6889 | -9652.3442 | -9756.9995 | -9861.6548 | -9966.3101 | -10070.9654 | -10175.6208 | -10280.2761 | -10384.9314 | -10489.5867 | -10594.242 | -10698.8973 | -10803.5527 | -10908.208 | -11012.8633 | -11117.5186 | -11222.1739 | -11326.8292 | -11431.4846 | -11536.1399 | -11640.7952 | -11745.4505 | -11850.1058 | -11954.7611 | -12059.4165 | -12164.0718 | -12268.7271 | -12373.3824 | -12478.0377 | -12582.693 | -12687.3484 | -12792.0037 | -12896.659 | -13001.3143 | -13105.9696 | -13210.6249 | -13315.2803 | -13419.9356 | -13524.5909 | -13629.2462 | -13733.9015 | -13838.5568 | -13943.2122 | -14047.8675 | -14152.5228 | -14257.1781 | -14361.8334 | -14466.4887 | -14571.1441 | -14675.7994 | -14780.4547 | -14885.11 | -14989.7653 | -15094.4206 | -15199.076 | -15303.7313 | -15408.3866 | -15513.0419 | -15617.6972 | -15722.3525 | -15827.0079 | -15931.6632 | -16036.3185 | -16140.9738 | -16245.6291 | -16350.2844 | -16454.9398 | -16559.5951 | -16664.2504 | -16768.9057 | -16873.561 | -16978.2163 | -17082.8717 | -17187.527 | -17292.1823 | -17396.8376 | -17501.4929 | -17606.1483 | -17710.8036 | -17815.4589 | -17920.1142 | -18024.7695 | -18129.4248 | -18234.0802 | -18338.7355 | -18443.3908 | -18548.0461 | -18652.7014 | -18757.3567 | -18862.0121 | -18966.6674 | -19071.3227 | -19175.978 | -19280.6333 | -19385.2886 | -19489.944 | -19594.5993 | -19699.2546 | -19803.9099 | -19908.5652 | -20013.2205 | -20117.8759 | -20222.5312 | -20327.1865 | -20431.8418 | -20536.4971 | -20641.1524 | -20745.8078 | -20850.4631 | -20955.1184 | -21059.7737 | -21164.429 | -21269.0843 | -21373.7397 | -21478.395 | -21583.0503
40 | Commerce Basic < 20KVA to Commercial 40 | -213.0748 | -317.7301 | -422.3854 | -527.0408 | -631.6961 | -736.3514 | -841.0067 | -945.662 | -1050.3173 | -1154.9727 | -1259.628 | -1364.2833 | -1468.9386 | -1573.5939 | -1678.2492 | -1782.9046 | -1887.5599 | -1992.2152 | -2096.8705 | -2201.5258 | -2306.1811 | -2410.8365 | -2515.4918 | -2620.1471 | -2724.8024 | -2829.4577 | -2934.113 | -3038.7684 | -3143.4237 | -3248.079 | -3352.7343 | -3457.3896 | -3562.0449 | -3666.7003 | -3771.3556 | -3876.0109 | -3980.6662 | -4085.3215 | -4189.9768 | -4294.6322 | -4399.2875 | -4503.9428 | -4608.5981 | -4713.2534 | -4817.9087 | -4922.5641 | -5027.2194 | -5131.8747 | -5236.53 | -5341.1853 | -5445.8406 | -5550.496 | -5655.1513 | -5759.8066 | -5864.4619 | -5969.1172 | -6073.7725 | -6178.4279 | -6283.0832 | -6387.7385 | -6492.3938 | -6597.0491 | -6701.7044 | -6806.3598 | -6911.0151 | -7015.6704 | -7120.3257 | -7224.981 | -7329.6363 | -7434.2917 | -7538.947 | -7643.6023 | -7748.2576 | -7852.9129 | -7957.5682 | -8062.2236 | -8166.8789 | -8271.5342 | -8376.1895 | -8480.8448 | -8585.5002 | -8690.1555 | -8794.8108 | -8899.4661 | -9004.1214 | -9108.7767 | -9213.4321 | -9318.0874 | -9422.7427 | -9527.398 | -9632.0533 | -9736.7086 | -9841.364 | -9946.0193 | -10050.6746 | -10155.3299 | -10259.9852 | -10364.6405 | -10469.2959 | -10573.9512 | -10678.6065 | -10783.2618 | -10887.9171 | -10992.5724 | -11097.2278 | -11201.8831 | -11306.5384 | -11411.1937 | -11515.849 | -11620.5043 | -11725.1597 | -11829.815 | -11934.4703 | -12039.1256 | -12143.7809 | -12248.4362 | -12353.0916 | -12457.7469 | -12562.4022 | -12667.0575 | -12771.7128 | -12876.3681 | -12981.0235 | -13085.6788 | -13190.3341 | -13294.9894 | -13399.6447 | -13504.3 | -13608.9554 | -13713.6107 | -13818.266 | -13922.9213 | -14027.5766 | -14132.2319 | -14236.8873 | -14341.5426 | -14446.1979 | -14550.8532 | -14655.5085 | -14760.1638 | -14864.8192 | -14969.4745 | -15074.1298 | -15178.7851 | -15283.4404 | -15388.0957 | -15492.7511 | -15597.4064 | -15702.0617 | -15806.717 | -15911.3723 | -16016.0276 | -16120.683 | -16225.3383 | -16329.9936 | -16434.6489 | -16539.3042 | -16643.9595 | -16748.6149 | -16853.2702 | -16957.9255 | -17062.5808 | -17167.2361 | -17271.8914 | -17376.5468 | -17481.2021 | -17585.8574 | -17690.5127 | -17795.168 | -17899.8233 | -18004.4787 | -18109.134 | -18213.7893 | -18318.4446 | -18423.0999 | -18527.7552 | -18632.4106 | -18737.0659 | -18841.7212 | -18946.3765 | -19051.0318 | -19155.6872 | -19260.3425 | -19364.9978 | -19469.6531 | -19574.3084 | -19678.9637 | -19783.6191 | -19888.2744 | -19992.9297 | -20097.585 | -20202.2403 | -20306.8956 | -20411.551 | -20516.2063 | -20620.8616 | -20725.5169 | -20830.1722 | -20934.8275 | -21039.4829 | -21144.1382 | -21248.7935 | -21353.4488 | -21458.1041
50 | Commerce Basic < 20KVA to Commercial 50 | -88.1286 | -192.784 | -297.4393 | -402.0946 | -506.7499 | -611.4052 | -716.0605 | -820.7159 | -925.3712 | -1030.0265 | -1134.6818 | -1239.3371 | -1343.9924 | -1448.6478 | -1553.3031 | -1657.9584 | -1762.6137 | -1867.269 | -1971.9243 | -2076.5797 | -2181.235 | -2285.8903 | -2390.5456 | -2495.2009 | -2599.8562 | -2704.5116 | -2809.1669 | -2913.8222 | -3018.4775 | -3123.1328 | -3227.7881 | -3332.4435 | -3437.0988 | -3541.7541 | -3646.4094 | -3751.0647 | -3855.72 | -3960.3754 | -4065.0307 | -4169.686 | -4274.3413 | -4378.9966 | -4483.6519 | -4588.3073 | -4692.9626 | -4797.6179 | -4902.2732 | -5006.9285 | -5111.5838 | -5216.2392 | -5320.8945 | -5425.5498 | -5530.2051 | -5634.8604 | -5739.5157 | -5844.1711 | -5948.8264 | -6053.4817 | -6158.137 | -6262.7923 | -6367.4476 | -6472.103 | -6576.7583 | -6681.4136 | -6786.0689 | -6890.7242 | -6995.3795 | -7100.0349 | -7204.6902 | -7309.3455 | -7414.0008 | -7518.6561 | -7623.3114 | -7727.9668 | -7832.6221 | -7937.2774 | -8041.9327 | -8146.588 | -8251.2433 | -8355.8987 | -8460.554 | -8565.2093 | -8669.8646 | -8774.5199 | -8879.1752 | -8983.8306 | -9088.4859 | -9193.1412 | -9297.7965 | -9402.4518 | -9507.1071 | -9611.7625 | -9716.4178 | -9821.0731 | -9925.7284 | -10030.3837 | -10135.0391 | -10239.6944 | -10344.3497 | -10449.005 | -10553.6603 | -10658.3156 | -10762.971 | -10867.6263 | -10972.2816 | -11076.9369 | -11181.5922 | -11286.2475 | -11390.9029 | -11495.5582 | -11600.2135 | -11704.8688 | -11809.5241 | -11914.1794 | -12018.8348 | -12123.4901 | -12228.1454 | -12332.8007 | -12437.456 | -12542.1113 | -12646.7667 | -12751.422 | -12856.0773 | -12960.7326 | -13065.3879 | -13170.0432 | -13274.6986 | -13379.3539 | -13484.0092 | -13588.6645 | -13693.3198 | -13797.9751 | -13902.6305 | -14007.2858 | -14111.9411 | -14216.5964 | -14321.2517 | -14425.907 | -14530.5624 | -14635.2177 | -14739.873 | -14844.5283 | -14949.1836 | -15053.8389 | -15158.4943 | -15263.1496 | -15367.8049 | -15472.4602 | -15577.1155 | -15681.7708 | -15786.4262 | -15891.0815 | -15995.7368 | -16100.3921 | -16205.0474 | -16309.7027 | -16414.3581 | -16519.0134 | -16623.6687 | -16728.324 | -16832.9793 | -16937.6346 | -17042.29 | -17146.9453 | -17251.6006 | -17356.2559 | -17460.9112 | -17565.5665 | -17670.2219 | -17774.8772 | -17879.5325 | -17984.1878 | -18088.8431 | -18193.4984 | -18298.1538 | -18402.8091 | -18507.4644 | -18612.1197 | -18716.775 | -18821.4303 | -18926.0857 | -19030.741 | -19135.3963 | -19240.0516 | -19344.7069 | -19449.3622 | -19554.0176 | -19658.6729 | -19763.3282 | -19867.9835 | -19972.6388 | -20077.2941 | -20181.9495 | -20286.6048 | -20391.2601 | -20495.9154 | -20600.5707 | -20705.2261 | -20809.8814 | -20914.5367 | -21019.192 | -21123.8473 | -21228.5026 | -21333.158
80 | Commerce Basic < 20KVA to Commercial 80 | 286.7099 | 182.0546 | 77.3992 | -27.2561 | -131.9114 | -236.5667 | -341.222 | -445.8773 | -550.5327 | -655.188 | -759.8433 | -864.4986 | -969.1539 | -1073.8092 | -1178.4646 | -1283.1199 | -1387.7752 | -1492.4305 | -1597.0858 | -1701.7411 | -1806.3965 | -1911.0518 | -2015.7071 | -2120.3624 | -2225.0177 | -2329.673 | -2434.3284 | -2538.9837 | -2643.639 | -2748.2943 | -2852.9496 | -2957.6049 | -3062.2603 | -3166.9156 | -3271.5709 | -3376.2262 | -3480.8815 | -3585.5369 | -3690.1922 | -3794.8475 | -3899.5028 | -4004.1581 | -4108.8134 | -4213.4688 | -4318.1241 | -4422.7794 | -4527.4347 | -4632.09 | -4736.7453 | -4841.4007 | -4946.056 | -5050.7113 | -5155.3666 | -5260.0219 | -5364.6772 | -5469.3326 | -5573.9879 | -5678.6432 | -5783.2985 | -5887.9538 | -5992.6091 | -6097.2645 | -6201.9198 | -6306.5751 | -6411.2304 | -6515.8857 | -6620.541 | -6725.1964 | -6829.8517 | -6934.507 | -7039.1623 | -7143.8176 | -7248.4729 | -7353.1283 | -7457.7836 | -7562.4389 | -7667.0942 | -7771.7495 | -7876.4048 | -7981.0602 | -8085.7155 | -8190.3708 | -8295.0261 | -8399.6814 | -8504.3367 | -8608.9921 | -8713.6474 | -8818.3027 | -8922.958 | -9027.6133 | -9132.2686 | -9236.924 | -9341.5793 | -9446.2346 | -9550.8899 | -9655.5452 | -9760.2005 | -9864.8559 | -9969.5112 | -10074.1665 | -10178.8218 | -10283.4771 | -10388.1324 | -10492.7878 | -10597.4431 | -10702.0984 | -10806.7537 | -10911.409 | -11016.0643 | -11120.7197 | -11225.375 | -11330.0303 | -11434.6856 | -11539.3409 | -11643.9962 | -11748.6516 | -11853.3069 | -11957.9622 | -12062.6175 | -12167.2728 | -12271.9281 | -12376.5835 | -12481.2388 | -12585.8941 | -12690.5494 | -12795.2047 | -12899.86 | -13004.5154 | -13109.1707 | -13213.826 | -13318.4813 | -13423.1366 | -13527.7919 | -13632.4473 | -13737.1026 | -13841.7579 | -13946.4132 | -14051.0685 | -14155.7239 | -14260.3792 | -14365.0345 | -14469.6898 | -14574.3451 | -14679.0004 | -14783.6558 | -14888.3111 | -14992.9664 | -15097.6217 | -15202.277 | -15306.9323 | -15411.5877 | -15516.243 | -15620.8983 | -15725.5536 | -15830.2089 | -15934.8642 | -16039.5196 | -16144.1749 | -16248.8302 | -16353.4855 | -16458.1408 | -16562.7961 | -16667.4515 | -16772.1068 | -16876.7621 | -16981.4174 | -17086.0727 | -17190.728 | -17295.3834 | -17400.0387 | -17504.694 | -17609.3493 | -17714.0046 | -17818.6599 | -17923.3153 | -18027.9706 | -18132.6259 | -18237.2812 | -18341.9365 | -18446.5918 | -18551.2472 | -18655.9025 | -18760.5578 | -18865.2131 | -18969.8684 | -19074.5237 | -19179.1791 | -19283.8344 | -19388.4897 | -19493.145 | -19597.8003 | -19702.4556 | -19807.111 | -19911.7663 | -20016.4216 | -20121.0769 | -20225.7322 | -20330.3875 | -20435.0429 | -20539.6982 | -20644.3535 | -20749.0088 | -20853.6641 | -20958.3194
90 | Commerce Basic < 20KVA to Commercial 90 | 411.656 | 307.0007 | 202.3454 | 97.6901 | -6.9652 | -111.6205 | -216.2759 | -320.9312 | -425.5865 | -530.2418 | -634.8971 | -739.5524 | -844.2078 | -948.8631 | -1053.5184 | -1158.1737 | -1262.829 | -1367.4843 | -1472.1397 | -1576.795 | -1681.4503 | -1786.1056 | -1890.7609 | -1995.4162 | -2100.0716 | -2204.7269 | -2309.3822 | -2414.0375 | -2518.6928 | -2623.3481 | -2728.0035 | -2832.6588 | -2937.3141 | -3041.9694 | -3146.6247 | -3251.28 | -3355.9354 | -3460.5907 | -3565.246 | -3669.9013 | -3774.5566 | -3879.2119 | -3983.8673 | -4088.5226 | -4193.1779 | -4297.8332 | -4402.4885 | -4507.1438 | -4611.7992 | -4716.4545 | -4821.1098 | -4925.7651 | -5030.4204 | -5135.0758 | -5239.7311 | -5344.3864 | -5449.0417 | -5553.697 | -5658.3523 | -5763.0077 | -5867.663 | -5972.3183 | -6076.9736 | -6181.6289 | -6286.2842 | -6390.9396 | -6495.5949 | -6600.2502 | -6704.9055 | -6809.5608 | -6914.2161 | -7018.8715 | -7123.5268 | -7228.1821 | -7332.8374 | -7437.4927 | -7542.148 | -7646.8034 | -7751.4587 | -7856.114 | -7960.7693 | -8065.4246 | -8170.0799 | -8274.7353 | -8379.3906 | -8484.0459 | -8588.7012 | -8693.3565 | -8798.0118 | -8902.6672 | -9007.3225 | -9111.9778 | -9216.6331 | -9321.2884 | -9425.9437 | -9530.5991 | -9635.2544 | -9739.9097 | -9844.565 | -9949.2203 | -10053.8756 | -10158.531 | -10263.1863 | -10367.8416 | -10472.4969 | -10577.1522 | -10681.8075 | -10786.4629 | -10891.1182 | -10995.7735 | -11100.4288 | -11205.0841 | -11309.7394 | -11414.3948 | -11519.0501 | -11623.7054 | -11728.3607 | -11833.016 | -11937.6713 | -12042.3267 | -12146.982 | -12251.6373 | -12356.2926 | -12460.9479 | -12565.6032 | -12670.2586 | -12774.9139 | -12879.5692 | -12984.2245 | -13088.8798 | -13193.5351 | -13298.1905 | -13402.8458 | -13507.5011 | -13612.1564 | -13716.8117 | -13821.467 | -13926.1224 | -14030.7777 | -14135.433 | -14240.0883 | -14344.7436 | -14449.3989 | -14554.0543 | -14658.7096 | -14763.3649 | -14868.0202 | -14972.6755 | -15077.3308 | -15181.9862 | -15286.6415 | -15391.2968 | -15495.9521 | -15600.6074 | -15705.2628 | -15809.9181 | -15914.5734 | -16019.2287 | -16123.884 | -16228.5393 | -16333.1947 | -16437.85 | -16542.5053 | -16647.1606 | -16751.8159 | -16856.4712 | -16961.1266 | -17065.7819 | -17170.4372 | -17275.0925 | -17379.7478 | -17484.4031 | -17589.0585 | -17693.7138 | -17798.3691 | -17903.0244 | -18007.6797 | -18112.335 | -18216.9904 | -18321.6457 | -18426.301 | -18530.9563 | -18635.6116 | -18740.2669 | -18844.9223 | -18949.5776 | -19054.2329 | -19158.8882 | -19263.5435 | -19368.1988 | -19472.8542 | -19577.5095 | -19682.1648 | -19786.8201 | -19891.4754 | -19996.1307 | -20100.7861 | -20205.4414 | -20310.0967 | -20414.752 | -20519.4073 | -20624.0626 | -20728.718 | -20833.3733
120 | Commerce Basic 20 to 40 KVA to Commercial 120 | 531.6818 | 427.0265 | 322.3712 | 217.7159 | 113.0605 | 8.4052 | -96.2501 | -200.9054 | -305.5607 | -410.216 | -514.8714 | -619.5267 | -724.182 | -828.8373 | -933.4926 | -1038.1479 | -1142.8033 | -1247.4586 | -1352.1139 | -1456.7692 | -1561.4245 | -1666.0798 | -1770.7352 | -1875.3905 | -1980.0458 | -2084.7011 | -2189.3564 | -2294.0118 | -2398.6671 | -2503.3224 | -2607.9777 | -2712.633 | -2817.2883 | -2921.9437 | -3026.599 | -3131.2543 | -3235.9096 | -3340.5649 | -3445.2202 | -3549.8756 | -3654.5309 | -3759.1862 | -3863.8415 | -3968.4968 | -4073.1521 | -4177.8075 | -4282.4628 | -4387.1181 | -4491.7734 | -4596.4287 | -4701.084 | -4805.7394 | -4910.3947 | -5015.05 | -5119.7053 | -5224.3606 | -5329.0159 | -5433.6713 | -5538.3266 | -5642.9819 | -5747.6372 | -5852.2925 | -5956.9478 | -6061.6032 | -6166.2585 | -6270.9138 | -6375.5691 | -6480.2244 | -6584.8797 | -6689.5351 | -6794.1904 | -6898.8457 | -7003.501 | -7108.1563 | -7212.8116 | -7317.467 | -7422.1223 | -7526.7776 | -7631.4329 | -7736.0882 | -7840.7435 | -7945.3989 | -8050.0542 | -8154.7095 | -8259.3648 | -8364.0201 | -8468.6754 | -8573.3308 | -8677.9861 | -8782.6414 | -8887.2967 | -8991.952 | -9096.6073 | -9201.2627 | -9305.918 | -9410.5733 | -9515.2286 | -9619.8839 | -9724.5392 | -9829.1946 | -9933.8499 | -10038.5052 | -10143.1605 | -10247.8158 | -10352.4711 | -10457.1265 | -10561.7818 | -10666.4371 | -10771.0924 | -10875.7477 | -10980.403 | -11085.0584 | -11189.7137 | -11294.369 | -11399.0243 | -11503.6796 | -11608.3349 | -11712.9903 | -11817.6456 | -11922.3009 | -12026.9562 | -12131.6115 | -12236.2668 | -12340.9222 | -12445.5775 | -12550.2328 | -12654.8881 | -12759.5434 | -12864.1988 | -12968.8541 | -13073.5094 | -13178.1647 | -13282.82 | -13387.4753 | -13492.1307 | -13596.786 | -13701.4413 | -13806.0966 | -13910.7519 | -14015.4072 | -14120.0626 | -14224.7179 | -14329.3732 | -14434.0285 | -14538.6838 | -14643.3391 | -14747.9945 | -14852.6498 | -14957.3051 | -15061.9604 | -15166.6157 | -15271.271 | -15375.9264 | -15480.5817 | -15585.237 | -15689.8923 | -15794.5476 | -15899.2029 | -16003.8583 | -16108.5136 | -16213.1689 | -16317.8242 | -16422.4795 | -16527.1348 | -16631.7902 | -16736.4455 | -16841.1008 | -16945.7561 | -17050.4114 | -17155.0667 | -17259.7221 | -17364.3774 | -17469.0327 | -17573.688 | -17678.3433 | -17782.9986 | -17887.654 | -17992.3093 | -18096.9646 | -18201.6199 | -18306.2752 | -18410.9305 | -18515.5859 | -18620.2412 | -18724.8965 | -18829.5518 | -18934.2071 | -19038.8624 | -19143.5178 | -19248.1731 | -19352.8284 | -19457.4837 | -19562.139 | -19666.7943 | -19771.4497 | -19876.105 | -19980.7603 | -20085.4156 | -20190.0709 | -20294.7262 | -20399.3816 | -20504.0369 | -20608.6922 | -20713.3475
150 | Commerce Basic 20 to 40 KVA to Commercial 150 | 906.5203 | 801.865 | 697.2097 | 592.5544 | 487.899 | 383.2437 | 278.5884 | 173.9331 | 69.2778 | -35.3775 | -140.0329 | -244.6882 | -349.3435 | -453.9988 | -558.6541 | -663.3094 | -767.9648 | -872.6201 | -977.2754 | -1081.9307 | -1186.586 | -1291.2413 | -1395.8967 | -1500.552 | -1605.2073 | -1709.8626 | -1814.5179 | -1919.1732 | -2023.8286 | -2128.4839 | -2233.1392 | -2337.7945 | -2442.4498 | -2547.1051 | -2651.7605 | -2756.4158 | -2861.0711 | -2965.7264 | -3070.3817 | -3175.037 | -3279.6924 | -3384.3477 | -3489.003 | -3593.6583 | -3698.3136 | -3802.9689 | -3907.6243 | -4012.2796 | -4116.9349 | -4221.5902 | -4326.2455 | -4430.9008 | -4535.5562 | -4640.2115 | -4744.8668 | -4849.5221 | -4954.1774 | -5058.8327 | -5163.4881 | -5268.1434 | -5372.7987 | -5477.454 | -5582.1093 | -5686.7646 | -5791.42 | -5896.0753 | -6000.7306 | -6105.3859 | -6210.0412 | -6314.6966 | -6419.3519 | -6524.0072 | -6628.6625 | -6733.3178 | -6837.9731 | -6942.6285 | -7047.2838 | -7151.9391 | -7256.5944 | -7361.2497 | -7465.905 | -7570.5604 | -7675.2157 | -7779.871 | -7884.5263 | -7989.1816 | -8093.8369 | -8198.4923 | -8303.1476 | -8407.8029 | -8512.4582 | -8617.1135 | -8721.7688 | -8826.4242 | -8931.0795 | -9035.7348 | -9140.3901 | -9245.0454 | -9349.7007 | -9454.3561 | -9559.0114 | -9663.6667 | -9768.322 | -9872.9773 | -9977.6326 | -10082.288 | -10186.9433 | -10291.5986 | -10396.2539 | -10500.9092 | -10605.5645 | -10710.2199 | -10814.8752 | -10919.5305 | -11024.1858 | -11128.8411 | -11233.4964 | -11338.1518 | -11442.8071 | -11547.4624 | -11652.1177 | -11756.773 | -11861.4283 | -11966.0837 | -12070.739 | -12175.3943 | -12280.0496 | -12384.7049 | -12489.3602 | -12594.0156 | -12698.6709 | -12803.3262 | -12907.9815 | -13012.6368 | -13117.2921 | -13221.9475 | -13326.6028 | -13431.2581 | -13535.9134 | -13640.5687 | -13745.224 | -13849.8794 | -13954.5347 | -14059.19 | -14163.8453 | -14268.5006 | -14373.1559 | -14477.8113 | -14582.4666 | -14687.1219 | -14791.7772 | -14896.4325 | -15001.0878 | -15105.7432 | -15210.3985 | -15315.0538 | -15419.7091 | -15524.3644 | -15629.0197 | -15733.6751 | -15838.3304 | -15942.9857 | -16047.641 | -16152.2963 | -16256.9516 | -16361.607 | -16466.2623 | -16570.9176 | -16675.5729 | -16780.2282 | -16884.8836 | -16989.5389 | -17094.1942 | -17198.8495 | -17303.5048 | -17408.1601 | -17512.8155 | -17617.4708 | -17722.1261 | -17826.7814 | -17931.4367 | -18036.092 | -18140.7474 | -18245.4027 | -18350.058 | -18454.7133 | -18559.3686 | -18664.0239 | -18768.6793 | -18873.3346 | -18977.9899 | -19082.6452 | -19187.3005 | -19291.9558 | -19396.6112 | -19501.2665 | -19605.9218 | -19710.5771 | -19815.2324 | -19919.8877 | -20024.5431 | -20129.1984 | -20233.8537 | -20338.509
180 | Commerce Basic 20 to 40 KVA to Commercial 180 | 1281.3588 | 1176.7035 | 1072.0482 | 967.3929 | 862.7376 | 758.0822 | 653.4269 | 548.7716 | 444.1163 | 339.461 | 234.8056 | 130.1503 | 25.495 | -79.1603 | -183.8156 | -288.4709 | -393.1263 | -497.7816 | -602.4369 | -707.0922 | -811.7475 | -916.4028 | -1021.0582 | -1125.7135 | -1230.3688 | -1335.0241 | -1439.6794 | -1544.3347 | -1648.9901 | -1753.6454 | -1858.3007 | -1962.956 | -2067.6113 | -2172.2666 | -2276.922 | -2381.5773 | -2486.2326 | -2590.8879 | -2695.5432 | -2800.1985 | -2904.8539 | -3009.5092 | -3114.1645 | -3218.8198 | -3323.4751 | -3428.1304 | -3532.7858 | -3637.4411 | -3742.0964 | -3846.7517 | -3951.407 | -4056.0623 | -4160.7177 | -4265.373 | -4370.0283 | -4474.6836 | -4579.3389 | -4683.9942 | -4788.6496 | -4893.3049 | -4997.9602 | -5102.6155 | -5207.2708 | -5311.9261 | -5416.5815 | -5521.2368 | -5625.8921 | -5730.5474 | -5835.2027 | -5939.858 | -6044.5134 | -6149.1687 | -6253.824 | -6358.4793 | -6463.1346 | -6567.7899 | -6672.4453 | -6777.1006 | -6881.7559 | -6986.4112 | -7091.0665 | -7195.7218 | -7300.3772 | -7405.0325 | -7509.6878 | -7614.3431 | -7718.9984 | -7823.6537 | -7928.3091 | -8032.9644 | -8137.6197 | -8242.275 | -8346.9303 | -8451.5856 | -8556.241 | -8660.8963 | -8765.5516 | -8870.2069 | -8974.8622 | -9079.5175 | -9184.1729 | -9288.8282 | -9393.4835 | -9498.1388 | -9602.7941 | -9707.4494 | -9812.1048 | -9916.7601 | -10021.4154 | -10126.0707 | -10230.726 | -10335.3814 | -10440.0367 | -10544.692 | -10649.3473 | -10754.0026 | -10858.6579 | -10963.3133 | -11067.9686 | -11172.6239 | -11277.2792 | -11381.9345 | -11486.5898 | -11591.2452 | -11695.9005 | -11800.5558 | -11905.2111 | -12009.8664 | -12114.5217 | -12219.1771 | -12323.8324 | -12428.4877 | -12533.143 | -12637.7983 | -12742.4536 | -12847.109 | -12951.7643 | -13056.4196 | -13161.0749 | -13265.7302 | -13370.3855 | -13475.0409 | -13579.6962 | -13684.3515 | -13789.0068 | -13893.6621 | -13998.3174 | -14102.9728 | -14207.6281 | -14312.2834 | -14416.9387 | -14521.594 | -14626.2493 | -14730.9047 | -14835.56 | -14940.2153 | -15044.8706 | -15149.5259 | -15254.1812 | -15358.8366 | -15463.4919 | -15568.1472 | -15672.8025 | -15777.4578 | -15882.1131 | -15986.7685 | -16091.4238 | -16196.0791 | -16300.7344 | -16405.3897 | -16510.045 | -16614.7004 | -16719.3557 | -16824.011 | -16928.6663 | -17033.3216 | -17137.9769 | -17242.6323 | -17347.2876 | -17451.9429 | -17556.5982 | -17661.2535 | -17765.9088 | -17870.5642 | -17975.2195 | -18079.8748 | -18184.5301 | -18289.1854 | -18393.8407 | -18498.4961 | -18603.1514 | -18707.8067 | -18812.462 | -18917.1173 | -19021.7726 | -19126.428 | -19231.0833 | -19335.7386 | -19440.3939 | -19545.0492 | -19649.7045 | -19754.3599 | -19859.0152 | -19963.6705
210 | Commerce Basic >40 KVA to Commercial 210 | 779.2528 | 674.5975 | 569.9422 | 465.2869 | 360.6316 | 255.9763 | 151.3209 | 46.6656 | -57.9897 | -162.645 | -267.3003 | -371.9556 | -476.611 | -581.2663 | -685.9216 | -790.5769 | -895.2322 | -999.8876 | -1104.5429 | -1209.1982 | -1313.8535 | -1418.5088 | -1523.1641 | -1627.8195 | -1732.4748 | -1837.1301 | -1941.7854 | -2046.4407 | -2151.096 | -2255.7514 | -2360.4067 | -2465.062 | -2569.7173 | -2674.3726 | -2779.0279 | -2883.6833 | -2988.3386 | -3092.9939 | -3197.6492 | -3302.3045 | -3406.9598 | -3511.6152 | -3616.2705 | -3720.9258 | -3825.5811 | -3930.2364 | -4034.8917 | -4139.5471 | -4244.2024 | -4348.8577 | -4453.513 | -4558.1683 | -4662.8236 | -4767.479 | -4872.1343 | -4976.7896 | -5081.4449 | -5186.1002 | -5290.7555 | -5395.4109 | -5500.0662 | -5604.7215 | -5709.3768 | -5814.0321 | -5918.6874 | -6023.3428 | -6127.9981 | -6232.6534 | -6337.3087 | -6441.964 | -6546.6193 | -6651.2747 | -6755.93 | -6860.5853 | -6965.2406 | -7069.8959 | -7174.5512 | -7279.2066 | -7383.8619 | -7488.5172 | -7593.1725 | -7697.8278 | -7802.4831 | -7907.1385 | -8011.7938 | -8116.4491 | -8221.1044 | -8325.7597 | -8430.415 | -8535.0704 | -8639.7257 | -8744.381 | -8849.0363 | -8953.6916 | -9058.3469 | -9163.0023 | -9267.6576 | -9372.3129 | -9476.9682 | -9581.6235 | -9686.2788 | -9790.9342 | -9895.5895 | -10000.2448 | -10104.9001 | -10209.5554 | -10314.2107 | -10418.8661 | -10523.5214 | -10628.1767 | -10732.832 | -10837.4873 | -10942.1427 | -11046.798 | -11151.4533 | -11256.1086 | -11360.7639 | -11465.4192 | -11570.0746 | -11674.7299 | -11779.3852 | -11884.0405 | -11988.6958 | -12093.3511 | -12198.0065 | -12302.6618 | -12407.3171 | -12511.9724 | -12616.6277 | -12721.283 | -12825.9384 | -12930.5937 | -13035.249 | -13139.9043 | -13244.5596 | -13349.2149 | -13453.8703 | -13558.5256 | -13663.1809 | -13767.8362 | -13872.4915 | -13977.1468 | -14081.8022 | -14186.4575 | -14291.1128 | -14395.7681 | -14500.4234 | -14605.0787 | -14709.7341 | -14814.3894 | -14919.0447 | -15023.7 | -15128.3553 | -15233.0106 | -15337.666 | -15442.3213 | -15546.9766 | -15651.6319 | -15756.2872 | -15860.9425 | -15965.5979 | -16070.2532 | -16174.9085 | -16279.5638 | -16384.2191 | -16488.8744 | -16593.5298 | -16698.1851 | -16802.8404 | -16907.4957 | -17012.151 | -17116.8063 | -17221.4617 | -17326.117 | -17430.7723 | -17535.4276 | -17640.0829 | -17744.7382 | -17849.3936 | -17954.0489 | -18058.7042 | -18163.3595 | -18268.0148 | -18372.6701 | -18477.3255 | -18581.9808 | -18686.6361 | -18791.2914 | -18895.9467 | -19000.602 | -19105.2574 | -19209.9127 | -19314.568 | -19419.2233 | -19523.8786 | -19628.5339 | -19733.1893 | -19837.8446 | -19942.4999 | -20047.1552 | -20151.8105 | -20256.4658 | -20361.1212 | -20465.7765
240 | Commerce Basic >40 KVA to Commercial 240 | 1154.0913 | 1049.436 | 944.7807 | 840.1254 | 735.4701 | 630.8148 | 526.1594 | 421.5041 | 316.8488 | 212.1935 | 107.5382 | 2.8829 | -101.7725 | -206.4278 | -311.0831 | -415.7384 | -520.3937 | -625.049 | -729.7044 | -834.3597 | -939.015 | -1043.6703 | -1148.3256 | -1252.9809 | -1357.6363 | -1462.2916 | -1566.9469 | -1671.6022 | -1776.2575 | -1880.9128 | -1985.5682 | -2090.2235 | -2194.8788 | -2299.5341 | -2404.1894 | -2508.8447 | -2613.5001 | -2718.1554 | -2822.8107 | -2927.466 | -3032.1213 | -3136.7766 | -3241.432 | -3346.0873 | -3450.7426 | -3555.3979 | -3660.0532 | -3764.7085 | -3869.3639 | -3974.0192 | -4078.6745 | -4183.3298 | -4287.9851 | -4392.6404 | -4497.2958 | -4601.9511 | -4706.6064 | -4811.2617 | -4915.917 | -5020.5724 | -5125.2277 | -5229.883 | -5334.5383 | -5439.1936 | -5543.8489 | -5648.5043 | -5753.1596 | -5857.8149 | -5962.4702 | -6067.1255 | -6171.7808 | -6276.4362 | -6381.0915 | -6485.7468 | -6590.4021 | -6695.0574 | -6799.7127 | -6904.3681 | -7009.0234 | -7113.6787 | -7218.334 | -7322.9893 | -7427.6446 | -7532.3 | -7636.9553 | -7741.6106 | -7846.2659 | -7950.9212 | -8055.5765 | -8160.2319 | -8264.8872 | -8369.5425 | -8474.1978 | -8578.8531 | -8683.5084 | -8788.1638 | -8892.8191 | -8997.4744 | -9102.1297 | -9206.785 | -9311.4403 | -9416.0957 | -9520.751 | -9625.4063 | -9730.0616 | -9834.7169 | -9939.3722 | -10044.0276 | -10148.6829 | -10253.3382 | -10357.9935 | -10462.6488 | -10567.3041 | -10671.9595 | -10776.6148 | -10881.2701 | -10985.9254 | -11090.5807 | -11195.236 | -11299.8914 | -11404.5467 | -11509.202 | -11613.8573 | -11718.5126 | -11823.1679 | -11927.8233 | -12032.4786 | -12137.1339 | -12241.7892 | -12346.4445 | -12451.0998 | -12555.7552 | -12660.4105 | -12765.0658 | -12869.7211 | -12974.3764 | -13079.0317 | -13183.6871 | -13288.3424 | -13392.9977 | -13497.653 | -13602.3083 | -13706.9636 | -13811.619 | -13916.2743 | -14020.9296 | -14125.5849 | -14230.2402 | -14334.8955 | -14439.5509 | -14544.2062 | -14648.8615 | -14753.5168 | -14858.1721 | -14962.8274 | -15067.4828 | -15172.1381 | -15276.7934 | -15381.4487 | -15486.104 | -15590.7594 | -15695.4147 | -15800.07 | -15904.7253 | -16009.3806 | -16114.0359 | -16218.6913 | -16323.3466 | -16428.0019 | -16532.6572 | -16637.3125 | -16741.9678 | -16846.6232 | -16951.2785 | -17055.9338 | -17160.5891 | -17265.2444 | -17369.8997 | -17474.5551 | -17579.2104 | -17683.8657 | -17788.521 | -17893.1763 | -17997.8316 | -18102.487 | -18207.1423 | -18311.7976 | -18416.4529 | -18521.1082 | -18625.7635 | -18730.4189 | -18835.0742 | -18939.7295 | -19044.3848 | -19149.0401 | -19253.6954 | -19358.3508 | -19463.0061 | -19567.6614 | -19672.3167 | -19776.972 | -19881.6273 | -19986.2827 | -20090.938
Amps | CHANGE % | 0 | 200 | 400 | 600 | 800 | 1000 | 1200 | 1400 | 1600 | 1800 | 2000 | 2200 | 2400 | 2600 | 2800 | 3000 | 3200 | 3400 | 3600 | 3800 | 4000 | 4200 | 4400 | 4600 | 4800 | 5000 | 5200 | 5400 | 5600 | 5800 | 6000 | 6200 | 6400 | 6600 | 6800 | 7000 | 7200 | 7400 | 7600 | 7800 | 8000 | 8200 | 8400 | 8600 | 8800 | 9000 | 9200 | 9400 | 9600 | 9800 | 10000 | 10200 | 10400 | 10600 | 10800 | 11000 | 11200 | 11400 | 11600 | 11800 | 12000 | 12200 | 12400 | 12600 | 12800 | 13000 | 13200 | 13400 | 13600 | 13800 | 14000 | 14200 | 14400 | 14600 | 14800 | 15000 | 15200 | 15400 | 15600 | 15800 | 16000 | 16200 | 16400 | 16600 | 16800 | 17000 | 17200 | 17400 | 17600 | 17800 | 18000 | 18200 | 18400 | 18600 | 18800 | 19000 | 19200 | 19400 | 19600 | 19800 | 20000 | 20200 | 20400 | 20600 | 20800 | 21000 | 21200 | 21400 | 21600 | 21800 | 22000 | 22200 | 22400 | 22600 | 22800 | 23000 | 23200 | 23400 | 23600 | 23800 | 24000 | 24200 | 24400 | 24600 | 24800 | 25000 | 25200 | 25400 | 25600 | 25800 | 26000 | 26200 | 26400 | 26600 | 26800 | 27000 | 27200 | 27400 | 27600 | 27800 | 28000 | 28200 | 28400 | 28600 | 28800 | 29000 | 29200 | 29400 | 29600 | 29800 | 30000 | 30200 | 30400 | 30600 | 30800 | 31000 | 31200 | 31400 | 31600 | 31800 | 32000 | 32200 | 32400 | 32600 | 32800 | 33000 | 33200 | 33400 | 33600 | 33800 | 34000 | 34200 | 34400 | 34600 | 34800 | 35000 | 35200 | 35400 | 35600 | 35800 | 36000 | 36200 | 36400 | 36600 | 36800 | 37000 | 37200 | 37400 | 37600 | 37800 | 38000 | 38200 | 38400 | 38600 | 38800 | 39000 | 39200 | 39400 | 39600 | 39800 | 40000 | 40200 | 40400 | 40600
20 | Commercial Pre-paid:-, <15 Amp to Commercial 20 |  | 14.58% | 14.58% | 14.58% | 14.58% | 14.58% | 14.58% | 14.58% | 14.58% | 14.58% | 14.58% | 14.58% | 14.58% | 14.58% | 14.58% | 14.58% | 14.58% | 14.58% | 14.58% | 14.58% | 14.58% | 14.58% | 14.58% | 14.58% | 14.58% | 14.58% | 14.58% | 14.58% | 14.58% | 14.58% | 14.58% | 14.58% | 14.58% | 14.58% | 14.58% | 14.58% | 14.58% | 14.58% | 14.58% | 14.58% | 14.58% | 14.58% | 14.58% | 14.58% | 14.58% | 14.58% | 14.58% | 14.58% | 14.58% | 14.58% | 14.58% | 14.58% | 14.58% | 14.58% | 14.58% | 14.58% | 14.58% | 14.58% | 14.58% | 14.58% | 14.58% | 14.58% | 14.58% | 14.58% | 14.58% | 14.58% | 14.58% | 14.58% | 14.58% | 14.58% | 14.58% | 14.58% | 14.58% | 14.58% | 14.58% | 14.58% | 14.58% | 14.58% | 14.58% | 14.58% | 14.58% | 14.58% | 14.58% | 14.58% | 14.58% | 14.58% | 14.58% | 14.58% | 14.58% | 14.58% | 14.58% | 14.58% | 14.58% | 14.58% | 14.58% | 14.58% | 14.58% | 14.58% | 14.58% | 14.58% | 14.58% | 14.58% | 14.58% | 14.58% | 14.58% | 14.58% | 14.58% | 14.58% | 14.58% | 14.58% | 14.58% | 14.58% | 14.58% | 14.58% | 14.58% | 14.58% | 14.58% | 14.58% | 14.58% | 14.58% | 14.58% | 14.58% | 14.58% | 14.58% | 14.58% | 14.58% | 14.58% | 14.58% | 14.58% | 14.58% | 14.58% | 14.58% | 14.58% | 14.58% | 14.58% | 14.58% | 14.58% | 14.58% | 14.58% | 14.58% | 14.58% | 14.58% | 14.58% | 14.58% | 14.58% | 14.58% | 14.58% | 14.58% | 14.58% | 14.58% | 14.58% | 14.58% | 14.58% | 14.58% | 14.58% | 14.58% | 14.58% | 14.58% | 14.58% | 14.58% | 14.58% | 14.58% | 14.58% | 14.58% | 14.58% | 14.58% | 14.58% | 14.58% | 14.58% | 14.58% | 14.58% | 14.58% | 14.58% | 14.58% | 14.58% | 14.58% | 14.58% | 14.58% | 14.58% | 14.58% | 14.58% | 14.58% | 14.58% | 14.58% | 14.58% | 14.58% | 14.58% | 14.58% | 14.58% | 14.58% | 14.58% | 14.58% | 14.58% | 14.58% | 14.58% | 14.58% | 14.58% | 14.58% | 14.58% | 14.58% | 14.58% | 14.58% | 14.58% | 14.58%
30 | Commercial Pre-paid:-, <15 Amp to Commercial 30 |  | 26.14% | -6.794% | -17.77% | -23.26% | -26.56% | -28.75% | -30.32% | -31.5% | -32.41% | -33.14% | -33.74% | -34.24% | -34.66% | -35.03% | -35.34% | -35.61% | -35.86% | -36.07% | -36.26% | -36.44% | -36.59% | -36.74% | -36.87% | -36.99% | -37.1% | -37.2% | -37.29% | -37.38% | -37.46% | -37.54% | -37.61% | -37.67% | -37.74% | -37.79% | -37.85% | -37.9% | -37.95% | -38% | -38.04% | -38.08% | -38.12% | -38.16% | -38.2% | -38.23% | -38.27% | -38.3% | -38.33% | -38.36% | -38.39% | -38.41% | -38.44% | -38.46% | -38.49% | -38.51% | -38.53% | -38.56% | -38.58% | -38.6% | -38.61% | -38.63% | -38.65% | -38.67% | -38.69% | -38.7% | -38.72% | -38.73% | -38.75% | -38.76% | -38.78% | -38.79% | -38.8% | -38.82% | -38.83% | -38.84% | -38.85% | -38.86% | -38.88% | -38.89% | -38.9% | -38.91% | -38.92% | -38.93% | -38.94% | -38.95% | -38.96% | -38.97% | -38.97% | -38.98% | -38.99% | -39% | -39.01% | -39.02% | -39.02% | -39.03% | -39.04% | -39.05% | -39.05% | -39.06% | -39.07% | -39.07% | -39.08% | -39.09% | -39.09% | -39.1% | -39.1% | -39.11% | -39.12% | -39.12% | -39.13% | -39.13% | -39.14% | -39.14% | -39.15% | -39.15% | -39.16% | -39.16% | -39.17% | -39.17% | -39.18% | -39.18% | -39.19% | -39.19% | -39.2% | -39.2% | -39.2% | -39.21% | -39.21% | -39.22% | -39.22% | -39.22% | -39.23% | -39.23% | -39.24% | -39.24% | -39.24% | -39.25% | -39.25% | -39.25% | -39.26% | -39.26% | -39.26% | -39.27% | -39.27% | -39.27% | -39.28% | -39.28% | -39.28% | -39.29% | -39.29% | -39.29% | -39.3% | -39.3% | -39.3% | -39.3% | -39.31% | -39.31% | -39.31% | -39.31% | -39.32% | -39.32% | -39.32% | -39.32% | -39.33% | -39.33% | -39.33% | -39.33% | -39.34% | -39.34% | -39.34% | -39.34% | -39.35% | -39.35% | -39.35% | -39.35% | -39.35% | -39.36% | -39.36% | -39.36% | -39.36% | -39.37% | -39.37% | -39.37% | -39.37% | -39.37% | -39.38% | -39.38% | -39.38% | -39.38% | -39.38% | -39.38% | -39.39% | -39.39% | -39.39% | -39.39% | -39.39% | -39.4% | -39.4% | -39.4% | -39.4% | -39.4% | -39.4% | -39.41% | -39.41%
40 | Commercial Pre-paid:-, <15 Amp to Commercial 40 |  | 43.66% | 1.963% | -11.94% | -18.88% | -23.05% | -25.83% | -27.82% | -29.31% | -30.47% | -31.39% | -32.15% | -32.78% | -33.32% | -33.78% | -34.17% | -34.52% | -34.83% | -35.1% | -35.34% | -35.56% | -35.76% | -35.94% | -36.11% | -36.26% | -36.4% | -36.52% | -36.64% | -36.75% | -36.86% | -36.95% | -37.04% | -37.13% | -37.2% | -37.28% | -37.35% | -37.42% | -37.48% | -37.54% | -37.59% | -37.65% | -37.7% | -37.75% | -37.79% | -37.84% | -37.88% | -37.92% | -37.96% | -37.99% | -38.03% | -38.06% | -38.1% | -38.13% | -38.16% | -38.19% | -38.22% | -38.24% | -38.27% | -38.29% | -38.32% | -38.34% | -38.36% | -38.39% | -38.41% | -38.43% | -38.45% | -38.47% | -38.49% | -38.51% | -38.52% | -38.54% | -38.56% | -38.57% | -38.59% | -38.6% | -38.62% | -38.63% | -38.65% | -38.66% | -38.68% | -38.69% | -38.7% | -38.71% | -38.73% | -38.74% | -38.75% | -38.76% | -38.77% | -38.78% | -38.79% | -38.8% | -38.82% | -38.82% | -38.83% | -38.84% | -38.85% | -38.86% | -38.87% | -38.88% | -38.89% | -38.9% | -38.91% | -38.91% | -38.92% | -38.93% | -38.94% | -38.94% | -38.95% | -38.96% | -38.97% | -38.97% | -38.98% | -38.99% | -38.99% | -39% | -39.01% | -39.01% | -39.02% | -39.02% | -39.03% | -39.04% | -39.04% | -39.05% | -39.05% | -39.06% | -39.06% | -39.07% | -39.07% | -39.08% | -39.08% | -39.09% | -39.09% | -39.1% | -39.1% | -39.11% | -39.11% | -39.12% | -39.12% | -39.13% | -39.13% | -39.14% | -39.14% | -39.14% | -39.15% | -39.15% | -39.16% | -39.16% | -39.16% | -39.17% | -39.17% | -39.18% | -39.18% | -39.18% | -39.19% | -39.19% | -39.19% | -39.2% | -39.2% | -39.2% | -39.21% | -39.21% | -39.21% | -39.22% | -39.22% | -39.22% | -39.23% | -39.23% | -39.23% | -39.24% | -39.24% | -39.24% | -39.24% | -39.25% | -39.25% | -39.25% | -39.25% | -39.26% | -39.26% | -39.26% | -39.27% | -39.27% | -39.27% | -39.27% | -39.28% | -39.28% | -39.28% | -39.28% | -39.29% | -39.29% | -39.29% | -39.29% | -39.29% | -39.3% | -39.3% | -39.3% | -39.3% | -39.31% | -39.31% | -39.31% | -39.31% | -39.31% | -39.32% | -39.32% | -39.32%
20 | Commerce / Non Standard (per kWh ) to Commercial 20 | -100% | 7.8% | 26.45% | 34.19% | 38.42% | 41.1% | 42.94% | 44.28% | 45.3% | 46.11% | 46.76% | 47.3% | 47.75% | 48.13% | 48.47% | 48.75% | 49.01% | 49.23% | 49.43% | 49.61% | 49.77% | 49.92% | 50.05% | 50.17% | 50.28% | 50.39% | 50.48% | 50.57% | 50.65% | 50.73% | 50.8% | 50.87% | 50.93% | 50.99% | 51.04% | 51.1% | 51.15% | 51.19% | 51.24% | 51.28% | 51.32% | 51.36% | 51.39% | 51.43% | 51.46% | 51.49% | 51.52% | 51.55% | 51.58% | 51.61% | 51.63% | 51.66% | 51.68% | 51.7% | 51.73% | 51.75% | 51.77% | 51.79% | 51.81% | 51.83% | 51.84% | 51.86% | 51.88% | 51.89% | 51.91% | 51.92% | 51.94% | 51.95% | 51.97% | 51.98% | 51.99% | 52.01% | 52.02% | 52.03% | 52.04% | 52.05% | 52.06% | 52.08% | 52.09% | 52.1% | 52.11% | 52.12% | 52.13% | 52.14% | 52.14% | 52.15% | 52.16% | 52.17% | 52.18% | 52.19% | 52.19% | 52.2% | 52.21% | 52.22% | 52.22% | 52.23% | 52.24% | 52.25% | 52.25% | 52.26% | 52.26% | 52.27% | 52.28% | 52.28% | 52.29% | 52.3% | 52.3% | 52.31% | 52.31% | 52.32% | 52.32% | 52.33% | 52.33% | 52.34% | 52.34% | 52.35% | 52.35% | 52.36% | 52.36% | 52.37% | 52.37% | 52.38% | 52.38% | 52.38% | 52.39% | 52.39% | 52.4% | 52.4% | 52.4% | 52.41% | 52.41% | 52.42% | 52.42% | 52.42% | 52.43% | 52.43% | 52.43% | 52.44% | 52.44% | 52.44% | 52.45% | 52.45% | 52.45% | 52.46% | 52.46% | 52.46% | 52.47% | 52.47% | 52.47% | 52.47% | 52.48% | 52.48% | 52.48% | 52.48% | 52.49% | 52.49% | 52.49% | 52.5% | 52.5% | 52.5% | 52.5% | 52.51% | 52.51% | 52.51% | 52.51% | 52.52% | 52.52% | 52.52% | 52.52% | 52.52% | 52.53% | 52.53% | 52.53% | 52.53% | 52.54% | 52.54% | 52.54% | 52.54% | 52.54% | 52.55% | 52.55% | 52.55% | 52.55% | 52.55% | 52.56% | 52.56% | 52.56% | 52.56% | 52.56% | 52.56% | 52.57% | 52.57% | 52.57% | 52.57% | 52.57% | 52.57% | 52.58% | 52.58% | 52.58% | 52.58% | 52.58% | 52.58% | 52.59% | 52.59%
30 | Commerce / Non Standard (per kWh ) to Commercial 30 | 110.1% | 18.68% | 2.862% | -3.701% | -7.294% | -9.56% | -11.12% | -12.26% | -13.13% | -13.81% | -14.37% | -14.82% | -15.2% | -15.53% | -15.81% | -16.06% | -16.27% | -16.46% | -16.63% | -16.78% | -16.92% | -17.04% | -17.15% | -17.26% | -17.35% | -17.44% | -17.52% | -17.6% | -17.66% | -17.73% | -17.79% | -17.85% | -17.9% | -17.95% | -18% | -18.04% | -18.08% | -18.12% | -18.16% | -18.2% | -18.23% | -18.26% | -18.3% | -18.32% | -18.35% | -18.38% | -18.41% | -18.43% | -18.45% | -18.48% | -18.5% | -18.52% | -18.54% | -18.56% | -18.58% | -18.6% | -18.61% | -18.63% | -18.65% | -18.66% | -18.68% | -18.69% | -18.7% | -18.72% | -18.73% | -18.74% | -18.76% | -18.77% | -18.78% | -18.79% | -18.8% | -18.81% | -18.82% | -18.84% | -18.85% | -18.85% | -18.86% | -18.87% | -18.88% | -18.89% | -18.9% | -18.91% | -18.92% | -18.92% | -18.93% | -18.94% | -18.95% | -18.95% | -18.96% | -18.97% | -18.97% | -18.98% | -18.99% | -18.99% | -19% | -19.01% | -19.01% | -19.02% | -19.02% | -19.03% | -19.03% | -19.04% | -19.04% | -19.05% | -19.05% | -19.06% | -19.06% | -19.07% | -19.07% | -19.08% | -19.08% | -19.09% | -19.09% | -19.1% | -19.1% | -19.1% | -19.11% | -19.11% | -19.12% | -19.12% | -19.12% | -19.13% | -19.13% | -19.13% | -19.14% | -19.14% | -19.14% | -19.15% | -19.15% | -19.15% | -19.16% | -19.16% | -19.16% | -19.17% | -19.17% | -19.17% | -19.18% | -19.18% | -19.18% | -19.19% | -19.19% | -19.19% | -19.19% | -19.2% | -19.2% | -19.2% | -19.2% | -19.21% | -19.21% | -19.21% | -19.21% | -19.22% | -19.22% | -19.22% | -19.22% | -19.23% | -19.23% | -19.23% | -19.23% | -19.23% | -19.24% | -19.24% | -19.24% | -19.24% | -19.24% | -19.25% | -19.25% | -19.25% | -19.25% | -19.25% | -19.26% | -19.26% | -19.26% | -19.26% | -19.26% | -19.26% | -19.27% | -19.27% | -19.27% | -19.27% | -19.27% | -19.28% | -19.28% | -19.28% | -19.28% | -19.28% | -19.28% | -19.28% | -19.29% | -19.29% | -19.29% | -19.29% | -19.29% | -19.29% | -19.3% | -19.3% | -19.3% | -19.3% | -19.3% | -19.3% | -19.3% | -19.3% | -19.31% | -19.31%
40 | Commerce / Non Standard (per kWh ) to Commercial 40 | 166% | 35.16% | 12.53% | 3.135% | -2.005% | -5.247% | -7.479% | -9.11% | -10.35% | -11.33% | -12.12% | -12.78% | -13.32% | -13.79% | -14.19% | -14.54% | -14.85% | -15.12% | -15.36% | -15.58% | -15.77% | -15.95% | -16.11% | -16.26% | -16.4% | -16.52% | -16.64% | -16.74% | -16.84% | -16.94% | -17.02% | -17.1% | -17.18% | -17.25% | -17.32% | -17.38% | -17.44% | -17.5% | -17.55% | -17.6% | -17.65% | -17.7% | -17.74% | -17.79% | -17.83% | -17.86% | -17.9% | -17.94% | -17.97% | -18% | -18.03% | -18.06% | -18.09% | -18.12% | -18.15% | -18.17% | -18.2% | -18.22% | -18.25% | -18.27% | -18.29% | -18.31% | -18.33% | -18.35% | -18.37% | -18.39% | -18.41% | -18.42% | -18.44% | -18.46% | -18.47% | -18.49% | -18.5% | -18.52% | -18.53% | -18.54% | -18.56% | -18.57% | -18.58% | -18.6% | -18.61% | -18.62% | -18.63% | -18.64% | -18.65% | -18.67% | -18.68% | -18.69% | -18.7% | -18.71% | -18.72% | -18.73% | -18.73% | -18.74% | -18.75% | -18.76% | -18.77% | -18.78% | -18.79% | -18.79% | -18.8% | -18.81% | -18.82% | -18.82% | -18.83% | -18.84% | -18.84% | -18.85% | -18.86% | -18.86% | -18.87% | -18.88% | -18.88% | -18.89% | -18.9% | -18.9% | -18.91% | -18.91% | -18.92% | -18.92% | -18.93% | -18.93% | -18.94% | -18.95% | -18.95% | -18.96% | -18.96% | -18.96% | -18.97% | -18.97% | -18.98% | -18.98% | -18.99% | -18.99% | -19% | -19% | -19.01% | -19.01% | -19.01% | -19.02% | -19.02% | -19.03% | -19.03% | -19.03% | -19.04% | -19.04% | -19.04% | -19.05% | -19.05% | -19.05% | -19.06% | -19.06% | -19.06% | -19.07% | -19.07% | -19.07% | -19.08% | -19.08% | -19.08% | -19.09% | -19.09% | -19.09% | -19.1% | -19.1% | -19.1% | -19.1% | -19.11% | -19.11% | -19.11% | -19.12% | -19.12% | -19.12% | -19.12% | -19.13% | -19.13% | -19.13% | -19.13% | -19.14% | -19.14% | -19.14% | -19.14% | -19.15% | -19.15% | -19.15% | -19.15% | -19.16% | -19.16% | -19.16% | -19.16% | -19.16% | -19.17% | -19.17% | -19.17% | -19.17% | -19.17% | -19.18% | -19.18% | -19.18% | -19.18% | -19.18% | -19.19% | -19.19% | -19.19% | -19.19%
20 | Commerce Basic < 20KVA to Commercial 20 | -100% | -39.11% | -12.91% | 1.679% | 10.97% | 17.41% | 22.14% | 25.75% | 28.61% | 30.92% | 32.83% | 34.43% | 35.8% | 36.98% | 38% | 38.91% | 39.71% | 40.42% | 41.06% | 41.64% | 42.16% | 42.64% | 43.07% | 43.47% | 43.84% | 44.19% | 44.5% | 44.8% | 45.07% | 45.33% | 45.57% | 45.79% | 46.01% | 46.21% | 46.39% | 46.57% | 46.74% | 46.9% | 47.05% | 47.2% | 47.34% | 47.47% | 47.59% | 47.71% | 47.82% | 47.93% | 48.04% | 48.14% | 48.23% | 48.33% | 48.42% | 48.5% | 48.58% | 48.66% | 48.74% | 48.81% | 48.88% | 48.95% | 49.02% | 49.08% | 49.15% | 49.21% | 49.26% | 49.32% | 49.37% | 49.43% | 49.48% | 49.53% | 49.58% | 49.62% | 49.67% | 49.72% | 49.76% | 49.8% | 49.84% | 49.88% | 49.92% | 49.96% | 50% | 50.03% | 50.07% | 50.1% | 50.13% | 50.17% | 50.2% | 50.23% | 50.26% | 50.29% | 50.32% | 50.35% | 50.38% | 50.4% | 50.43% | 50.46% | 50.48% | 50.51% | 50.53% | 50.56% | 50.58% | 50.6% | 50.63% | 50.65% | 50.67% | 50.69% | 50.71% | 50.73% | 50.75% | 50.77% | 50.79% | 50.81% | 50.83% | 50.85% | 50.87% | 50.88% | 50.9% | 50.92% | 50.94% | 50.95% | 50.97% | 50.98% | 51% | 51.02% | 51.03% | 51.05% | 51.06% | 51.08% | 51.09% | 51.1% | 51.12% | 51.13% | 51.14% | 51.16% | 51.17% | 51.18% | 51.2% | 51.21% | 51.22% | 51.23% | 51.25% | 51.26% | 51.27% | 51.28% | 51.29% | 51.3% | 51.31% | 51.32% | 51.34% | 51.35% | 51.36% | 51.37% | 51.38% | 51.39% | 51.4% | 51.41% | 51.42% | 51.43% | 51.43% | 51.44% | 51.45% | 51.46% | 51.47% | 51.48% | 51.49% | 51.5% | 51.51% | 51.51% | 51.52% | 51.53% | 51.54% | 51.55% | 51.55% | 51.56% | 51.57% | 51.58% | 51.59% | 51.59% | 51.6% | 51.61% | 51.61% | 51.62% | 51.63% | 51.64% | 51.64% | 51.65% | 51.66% | 51.66% | 51.67% | 51.68% | 51.68% | 51.69% | 51.7% | 51.7% | 51.71% | 51.71% | 51.72% | 51.73% | 51.73% | 51.74% | 51.74% | 51.75% | 51.76% | 51.76% | 51.77% | 51.77%
30 | Commerce Basic < 20KVA to Commercial 30 | -41.83% | -32.97% | -29.15% | -27.03% | -25.68% | -24.74% | -24.05% | -23.53% | -23.11% | -22.77% | -22.5% | -22.26% | -22.06% | -21.89% | -21.74% | -21.61% | -21.5% | -21.39% | -21.3% | -21.21% | -21.14% | -21.07% | -21% | -20.95% | -20.89% | -20.84% | -20.8% | -20.75% | -20.71% | -20.68% | -20.64% | -20.61% | -20.58% | -20.55% | -20.52% | -20.5% | -20.47% | -20.45% | -20.43% | -20.4% | -20.38% | -20.37% | -20.35% | -20.33% | -20.31% | -20.3% | -20.28% | -20.27% | -20.25% | -20.24% | -20.23% | -20.21% | -20.2% | -20.19% | -20.18% | -20.17% | -20.16% | -20.15% | -20.14% | -20.13% | -20.12% | -20.11% | -20.1% | -20.1% | -20.09% | -20.08% | -20.07% | -20.07% | -20.06% | -20.05% | -20.04% | -20.04% | -20.03% | -20.03% | -20.02% | -20.01% | -20.01% | -20% | -20% | -19.99% | -19.99% | -19.98% | -19.98% | -19.97% | -19.97% | -19.96% | -19.96% | -19.95% | -19.95% | -19.95% | -19.94% | -19.94% | -19.93% | -19.93% | -19.93% | -19.92% | -19.92% | -19.92% | -19.91% | -19.91% | -19.91% | -19.9% | -19.9% | -19.9% | -19.89% | -19.89% | -19.89% | -19.88% | -19.88% | -19.88% | -19.88% | -19.87% | -19.87% | -19.87% | -19.87% | -19.86% | -19.86% | -19.86% | -19.86% | -19.85% | -19.85% | -19.85% | -19.85% | -19.84% | -19.84% | -19.84% | -19.84% | -19.84% | -19.83% | -19.83% | -19.83% | -19.83% | -19.83% | -19.82% | -19.82% | -19.82% | -19.82% | -19.82% | -19.82% | -19.81% | -19.81% | -19.81% | -19.81% | -19.81% | -19.81% | -19.8% | -19.8% | -19.8% | -19.8% | -19.8% | -19.8% | -19.79% | -19.79% | -19.79% | -19.79% | -19.79% | -19.79% | -19.79% | -19.79% | -19.78% | -19.78% | -19.78% | -19.78% | -19.78% | -19.78% | -19.78% | -19.78% | -19.77% | -19.77% | -19.77% | -19.77% | -19.77% | -19.77% | -19.77% | -19.77% | -19.76% | -19.76% | -19.76% | -19.76% | -19.76% | -19.76% | -19.76% | -19.76% | -19.76% | -19.76% | -19.75% | -19.75% | -19.75% | -19.75% | -19.75% | -19.75% | -19.75% | -19.75% | -19.75% | -19.75% | -19.75% | -19.74% | -19.74% | -19.74% | -19.74% | -19.74% | -19.74% | -19.74% | -19.74%
40 | Commerce Basic < 20KVA to Commercial 40 | -26.37% | -23.66% | -22.5% | -21.85% | -21.44% | -21.15% | -20.94% | -20.78% | -20.65% | -20.55% | -20.47% | -20.4% | -20.33% | -20.28% | -20.24% | -20.2% | -20.16% | -20.13% | -20.1% | -20.07% | -20.05% | -20.03% | -20.01% | -19.99% | -19.98% | -19.96% | -19.95% | -19.93% | -19.92% | -19.91% | -19.9% | -19.89% | -19.88% | -19.87% | -19.86% | -19.86% | -19.85% | -19.84% | -19.83% | -19.83% | -19.82% | -19.82% | -19.81% | -19.8% | -19.8% | -19.79% | -19.79% | -19.79% | -19.78% | -19.78% | -19.77% | -19.77% | -19.77% | -19.76% | -19.76% | -19.76% | -19.75% | -19.75% | -19.75% | -19.74% | -19.74% | -19.74% | -19.74% | -19.73% | -19.73% | -19.73% | -19.73% | -19.72% | -19.72% | -19.72% | -19.72% | -19.72% | -19.71% | -19.71% | -19.71% | -19.71% | -19.71% | -19.7% | -19.7% | -19.7% | -19.7% | -19.7% | -19.7% | -19.7% | -19.69% | -19.69% | -19.69% | -19.69% | -19.69% | -19.69% | -19.69% | -19.69% | -19.68% | -19.68% | -19.68% | -19.68% | -19.68% | -19.68% | -19.68% | -19.68% | -19.68% | -19.67% | -19.67% | -19.67% | -19.67% | -19.67% | -19.67% | -19.67% | -19.67% | -19.67% | -19.67% | -19.67% | -19.66% | -19.66% | -19.66% | -19.66% | -19.66% | -19.66% | -19.66% | -19.66% | -19.66% | -19.66% | -19.66% | -19.66% | -19.66% | -19.66% | -19.65% | -19.65% | -19.65% | -19.65% | -19.65% | -19.65% | -19.65% | -19.65% | -19.65% | -19.65% | -19.65% | -19.65% | -19.65% | -19.65% | -19.65% | -19.65% | -19.65% | -19.65% | -19.64% | -19.64% | -19.64% | -19.64% | -19.64% | -19.64% | -19.64% | -19.64% | -19.64% | -19.64% | -19.64% | -19.64% | -19.64% | -19.64% | -19.64% | -19.64% | -19.64% | -19.64% | -19.64% | -19.64% | -19.64% | -19.64% | -19.64% | -19.64% | -19.63% | -19.63% | -19.63% | -19.63% | -19.63% | -19.63% | -19.63% | -19.63% | -19.63% | -19.63% | -19.63% | -19.63% | -19.63% | -19.63% | -19.63% | -19.63% | -19.63% | -19.63% | -19.63% | -19.63% | -19.63% | -19.63% | -19.63% | -19.63% | -19.63% | -19.63% | -19.63% | -19.63% | -19.63% | -19.63% | -19.63% | -19.63% | -19.63% | -19.62% | -19.62% | -19.62%
50 | Commerce Basic < 20KVA to Commercial 50 | -10.91% | -14.36% | -15.84% | -16.67% | -17.2% | -17.56% | -17.83% | -18.04% | -18.2% | -18.33% | -18.44% | -18.53% | -18.6% | -18.67% | -18.73% | -18.78% | -18.83% | -18.87% | -18.9% | -18.94% | -18.97% | -18.99% | -19.02% | -19.04% | -19.06% | -19.08% | -19.1% | -19.11% | -19.13% | -19.14% | -19.16% | -19.17% | -19.18% | -19.19% | -19.21% | -19.22% | -19.22% | -19.23% | -19.24% | -19.25% | -19.26% | -19.27% | -19.27% | -19.28% | -19.29% | -19.29% | -19.3% | -19.3% | -19.31% | -19.31% | -19.32% | -19.32% | -19.33% | -19.33% | -19.34% | -19.34% | -19.35% | -19.35% | -19.35% | -19.36% | -19.36% | -19.36% | -19.37% | -19.37% | -19.37% | -19.38% | -19.38% | -19.38% | -19.39% | -19.39% | -19.39% | -19.39% | -19.4% | -19.4% | -19.4% | -19.4% | -19.41% | -19.41% | -19.41% | -19.41% | -19.41% | -19.42% | -19.42% | -19.42% | -19.42% | -19.42% | -19.42% | -19.43% | -19.43% | -19.43% | -19.43% | -19.43% | -19.43% | -19.44% | -19.44% | -19.44% | -19.44% | -19.44% | -19.44% | -19.44% | -19.45% | -19.45% | -19.45% | -19.45% | -19.45% | -19.45% | -19.45% | -19.45% | -19.45% | -19.46% | -19.46% | -19.46% | -19.46% | -19.46% | -19.46% | -19.46% | -19.46% | -19.46% | -19.46% | -19.47% | -19.47% | -19.47% | -19.47% | -19.47% | -19.47% | -19.47% | -19.47% | -19.47% | -19.47% | -19.47% | -19.47% | -19.48% | -19.48% | -19.48% | -19.48% | -19.48% | -19.48% | -19.48% | -19.48% | -19.48% | -19.48% | -19.48% | -19.48% | -19.48% | -19.48% | -19.48% | -19.49% | -19.49% | -19.49% | -19.49% | -19.49% | -19.49% | -19.49% | -19.49% | -19.49% | -19.49% | -19.49% | -19.49% | -19.49% | -19.49% | -19.49% | -19.49% | -19.49% | -19.49% | -19.5% | -19.5% | -19.5% | -19.5% | -19.5% | -19.5% | -19.5% | -19.5% | -19.5% | -19.5% | -19.5% | -19.5% | -19.5% | -19.5% | -19.5% | -19.5% | -19.5% | -19.5% | -19.5% | -19.5% | -19.5% | -19.5% | -19.5% | -19.5% | -19.51% | -19.51% | -19.51% | -19.51% | -19.51% | -19.51% | -19.51% | -19.51% | -19.51% | -19.51% | -19.51% | -19.51% | -19.51% | -19.51% | -19.51% | -19.51%
80 | Commerce Basic < 20KVA to Commercial 80 | 35.48% | 13.56% | 4.123% | -1.13% | -4.477% | -6.795% | -8.497% | -9.798% | -10.83% | -11.66% | -12.35% | -12.92% | -13.42% | -13.84% | -14.21% | -14.53% | -14.82% | -15.08% | -15.31% | -15.52% | -15.71% | -15.88% | -16.04% | -16.18% | -16.31% | -16.44% | -16.55% | -16.66% | -16.75% | -16.85% | -16.93% | -17.01% | -17.09% | -17.16% | -17.23% | -17.3% | -17.36% | -17.41% | -17.47% | -17.52% | -17.57% | -17.62% | -17.66% | -17.7% | -17.75% | -17.79% | -17.82% | -17.86% | -17.89% | -17.93% | -17.96% | -17.99% | -18.02% | -18.05% | -18.08% | -18.1% | -18.13% | -18.15% | -18.18% | -18.2% | -18.22% | -18.24% | -18.26% | -18.28% | -18.3% | -18.32% | -18.34% | -18.36% | -18.38% | -18.39% | -18.41% | -18.43% | -18.44% | -18.46% | -18.47% | -18.49% | -18.5% | -18.51% | -18.53% | -18.54% | -18.55% | -18.57% | -18.58% | -18.59% | -18.6% | -18.61% | -18.62% | -18.63% | -18.64% | -18.65% | -18.66% | -18.67% | -18.68% | -18.69% | -18.7% | -18.71% | -18.72% | -18.73% | -18.74% | -18.75% | -18.75% | -18.76% | -18.77% | -18.78% | -18.79% | -18.79% | -18.8% | -18.81% | -18.81% | -18.82% | -18.83% | -18.83% | -18.84% | -18.85% | -18.85% | -18.86% | -18.87% | -18.87% | -18.88% | -18.88% | -18.89% | -18.9% | -18.9% | -18.91% | -18.91% | -18.92% | -18.92% | -18.93% | -18.93% | -18.94% | -18.94% | -18.95% | -18.95% | -18.96% | -18.96% | -18.96% | -18.97% | -18.97% | -18.98% | -18.98% | -18.99% | -18.99% | -18.99% | -19% | -19% | -19.01% | -19.01% | -19.01% | -19.02% | -19.02% | -19.03% | -19.03% | -19.03% | -19.04% | -19.04% | -19.04% | -19.05% | -19.05% | -19.05% | -19.06% | -19.06% | -19.06% | -19.07% | -19.07% | -19.07% | -19.07% | -19.08% | -19.08% | -19.08% | -19.09% | -19.09% | -19.09% | -19.09% | -19.1% | -19.1% | -19.1% | -19.11% | -19.11% | -19.11% | -19.11% | -19.12% | -19.12% | -19.12% | -19.12% | -19.13% | -19.13% | -19.13% | -19.13% | -19.14% | -19.14% | -19.14% | -19.14% | -19.14% | -19.15% | -19.15% | -19.15% | -19.15% | -19.16% | -19.16% | -19.16% | -19.16% | -19.16% | -19.17% | -19.17%
90 | Commerce Basic < 20KVA to Commercial 90 | 50.95% | 22.86% | 10.78% | 4.05% | -0.2364% | -3.206% | -5.385% | -7.052% | -8.369% | -9.435% | -10.32% | -11.06% | -11.69% | -12.23% | -12.7% | -13.12% | -13.49% | -13.82% | -14.11% | -14.38% | -14.62% | -14.84% | -15.04% | -15.23% | -15.4% | -15.55% | -15.7% | -15.84% | -15.96% | -16.08% | -16.19% | -16.3% | -16.39% | -16.49% | -16.57% | -16.66% | -16.73% | -16.81% | -16.88% | -16.94% | -17.01% | -17.07% | -17.12% | -17.18% | -17.23% | -17.28% | -17.33% | -17.38% | -17.42% | -17.46% | -17.51% | -17.54% | -17.58% | -17.62% | -17.65% | -17.69% | -17.72% | -17.75% | -17.78% | -17.81% | -17.84% | -17.87% | -17.9% | -17.92% | -17.95% | -17.97% | -18% | -18.02% | -18.04% | -18.06% | -18.08% | -18.1% | -18.12% | -18.14% | -18.16% | -18.18% | -18.2% | -18.22% | -18.23% | -18.25% | -18.27% | -18.28% | -18.3% | -18.31% | -18.33% | -18.34% | -18.36% | -18.37% | -18.38% | -18.4% | -18.41% | -18.42% | -18.43% | -18.45% | -18.46% | -18.47% | -18.48% | -18.49% | -18.5% | -18.51% | -18.52% | -18.53% | -18.54% | -18.55% | -18.56% | -18.57% | -18.58% | -18.59% | -18.6% | -18.61% | -18.62% | -18.63% | -18.64% | -18.64% | -18.65% | -18.66% | -18.67% | -18.67% | -18.68% | -18.69% | -18.7% | -18.7% | -18.71% | -18.72% | -18.73% | -18.73% | -18.74% | -18.74% | -18.75% | -18.76% | -18.76% | -18.77% | -18.78% | -18.78% | -18.79% | -18.79% | -18.8% | -18.8% | -18.81% | -18.82% | -18.82% | -18.83% | -18.83% | -18.84% | -18.84% | -18.85% | -18.85% | -18.86% | -18.86% | -18.87% | -18.87% | -18.88% | -18.88% | -18.88% | -18.89% | -18.89% | -18.9% | -18.9% | -18.91% | -18.91% | -18.91% | -18.92% | -18.92% | -18.93% | -18.93% | -18.93% | -18.94% | -18.94% | -18.95% | -18.95% | -18.95% | -18.96% | -18.96% | -18.96% | -18.97% | -18.97% | -18.97% | -18.98% | -18.98% | -18.98% | -18.99% | -18.99% | -18.99% | -19% | -19% | -19% | -19.01% | -19.01% | -19.01% | -19.01% | -19.02% | -19.02% | -19.02% | -19.03% | -19.03% | -19.03% | -19.03% | -19.04% | -19.04% | -19.04% | -19.05% | -19.05% | -19.05% | -19.05%
120 | Commerce Basic 20 to 40 KVA to Commercial 120 | 50.02% | 26.73% | 15.12% | 8.164% | 3.532% | 0.225% | -2.254% | -4.181% | -5.722% | -6.983% | -8.033% | -8.922% | -9.683% | -10.34% | -10.92% | -11.43% | -11.88% | -12.29% | -12.65% | -12.98% | -13.28% | -13.56% | -13.81% | -14.04% | -14.25% | -14.45% | -14.63% | -14.8% | -14.96% | -15.11% | -15.25% | -15.38% | -15.5% | -15.62% | -15.73% | -15.83% | -15.93% | -16.03% | -16.11% | -16.2% | -16.28% | -16.36% | -16.43% | -16.5% | -16.57% | -16.63% | -16.69% | -16.75% | -16.81% | -16.86% | -16.91% | -16.96% | -17.01% | -17.06% | -17.1% | -17.15% | -17.19% | -17.23% | -17.27% | -17.31% | -17.34% | -17.38% | -17.41% | -17.45% | -17.48% | -17.51% | -17.54% | -17.57% | -17.6% | -17.63% | -17.65% | -17.68% | -17.7% | -17.73% | -17.75% | -17.78% | -17.8% | -17.82% | -17.84% | -17.87% | -17.89% | -17.91% | -17.93% | -17.95% | -17.97% | -17.98% | -18% | -18.02% | -18.04% | -18.05% | -18.07% | -18.09% | -18.1% | -18.12% | -18.13% | -18.15% | -18.16% | -18.18% | -18.19% | -18.2% | -18.22% | -18.23% | -18.24% | -18.26% | -18.27% | -18.28% | -18.29% | -18.3% | -18.32% | -18.33% | -18.34% | -18.35% | -18.36% | -18.37% | -18.38% | -18.39% | -18.4% | -18.41% | -18.42% | -18.43% | -18.44% | -18.45% | -18.46% | -18.47% | -18.48% | -18.48% | -18.49% | -18.5% | -18.51% | -18.52% | -18.53% | -18.53% | -18.54% | -18.55% | -18.56% | -18.56% | -18.57% | -18.58% | -18.59% | -18.59% | -18.6% | -18.61% | -18.61% | -18.62% | -18.63% | -18.63% | -18.64% | -18.65% | -18.65% | -18.66% | -18.66% | -18.67% | -18.68% | -18.68% | -18.69% | -18.69% | -18.7% | -18.7% | -18.71% | -18.71% | -18.72% | -18.73% | -18.73% | -18.74% | -18.74% | -18.75% | -18.75% | -18.76% | -18.76% | -18.77% | -18.77% | -18.77% | -18.78% | -18.78% | -18.79% | -18.79% | -18.8% | -18.8% | -18.81% | -18.81% | -18.81% | -18.82% | -18.82% | -18.83% | -18.83% | -18.83% | -18.84% | -18.84% | -18.85% | -18.85% | -18.85% | -18.86% | -18.86% | -18.86% | -18.87% | -18.87% | -18.88% | -18.88% | -18.88% | -18.89% | -18.89% | -18.89% | -18.9% | -18.9%
150 | Commerce Basic 20 to 40 KVA to Commercial 150 | 85.29% | 50.19% | 32.7% | 22.22% | 15.24% | 10.26% | 6.523% | 3.619% | 1.297% | -0.6022% | -2.185% | -3.524% | -4.671% | -5.665% | -6.535% | -7.303% | -7.985% | -8.595% | -9.145% | -9.642% | -10.09% | -10.51% | -10.88% | -11.23% | -11.55% | -11.85% | -12.13% | -12.38% | -12.62% | -12.85% | -13.06% | -13.25% | -13.44% | -13.62% | -13.78% | -13.94% | -14.09% | -14.23% | -14.36% | -14.49% | -14.61% | -14.72% | -14.84% | -14.94% | -15.04% | -15.14% | -15.23% | -15.32% | -15.4% | -15.49% | -15.56% | -15.64% | -15.71% | -15.78% | -15.85% | -15.92% | -15.98% | -16.04% | -16.1% | -16.16% | -16.21% | -16.26% | -16.32% | -16.37% | -16.42% | -16.46% | -16.51% | -16.55% | -16.6% | -16.64% | -16.68% | -16.72% | -16.76% | -16.79% | -16.83% | -16.87% | -16.9% | -16.94% | -16.97% | -17% | -17.03% | -17.06% | -17.09% | -17.12% | -17.15% | -17.18% | -17.2% | -17.23% | -17.26% | -17.28% | -17.31% | -17.33% | -17.36% | -17.38% | -17.4% | -17.42% | -17.45% | -17.47% | -17.49% | -17.51% | -17.53% | -17.55% | -17.57% | -17.59% | -17.61% | -17.63% | -17.64% | -17.66% | -17.68% | -17.7% | -17.71% | -17.73% | -17.75% | -17.76% | -17.78% | -17.79% | -17.81% | -17.82% | -17.84% | -17.85% | -17.87% | -17.88% | -17.89% | -17.91% | -17.92% | -17.93% | -17.95% | -17.96% | -17.97% | -17.98% | -17.99% | -18.01% | -18.02% | -18.03% | -18.04% | -18.05% | -18.06% | -18.07% | -18.09% | -18.1% | -18.11% | -18.12% | -18.13% | -18.14% | -18.15% | -18.16% | -18.17% | -18.17% | -18.18% | -18.19% | -18.2% | -18.21% | -18.22% | -18.23% | -18.24% | -18.25% | -18.25% | -18.26% | -18.27% | -18.28% | -18.29% | -18.3% | -18.3% | -18.31% | -18.32% | -18.33% | -18.33% | -18.34% | -18.35% | -18.36% | -18.36% | -18.37% | -18.38% | -18.38% | -18.39% | -18.4% | -18.4% | -18.41% | -18.42% | -18.42% | -18.43% | -18.43% | -18.44% | -18.45% | -18.45% | -18.46% | -18.47% | -18.47% | -18.48% | -18.48% | -18.49% | -18.49% | -18.5% | -18.51% | -18.51% | -18.52% | -18.52% | -18.53% | -18.53% | -18.54% | -18.54% | -18.55% | -18.55% | -18.56%
180 | Commerce Basic 20 to 40 KVA to Commercial 180 | 120.6% | 73.66% | 50.28% | 36.28% | 26.95% | 20.29% | 15.3% | 11.42% | 8.317% | 5.778% | 3.663% | 1.874% | 0.3409% | -0.9878% | -2.15% | -3.176% | -4.088% | -4.903% | -5.637% | -6.301% | -6.905% | -7.456% | -7.961% | -8.426% | -8.855% | -9.252% | -9.621% | -9.964% | -10.28% | -10.58% | -10.87% | -11.13% | -11.38% | -11.61% | -11.83% | -12.04% | -12.24% | -12.43% | -12.61% | -12.78% | -12.94% | -13.09% | -13.24% | -13.38% | -13.52% | -13.65% | -13.77% | -13.89% | -14% | -14.11% | -14.22% | -14.32% | -14.41% | -14.51% | -14.6% | -14.69% | -14.77% | -14.85% | -14.93% | -15.01% | -15.08% | -15.15% | -15.22% | -15.29% | -15.35% | -15.42% | -15.48% | -15.54% | -15.59% | -15.65% | -15.7% | -15.76% | -15.81% | -15.86% | -15.91% | -15.96% | -16% | -16.05% | -16.09% | -16.13% | -16.18% | -16.22% | -16.26% | -16.3% | -16.33% | -16.37% | -16.41% | -16.44% | -16.48% | -16.51% | -16.55% | -16.58% | -16.61% | -16.64% | -16.67% | -16.7% | -16.73% | -16.76% | -16.79% | -16.82% | -16.84% | -16.87% | -16.9% | -16.92% | -16.95% | -16.97% | -16.99% | -17.02% | -17.04% | -17.06% | -17.09% | -17.11% | -17.13% | -17.15% | -17.17% | -17.19% | -17.21% | -17.23% | -17.25% | -17.27% | -17.29% | -17.31% | -17.33% | -17.35% | -17.36% | -17.38% | -17.4% | -17.41% | -17.43% | -17.45% | -17.46% | -17.48% | -17.5% | -17.51% | -17.53% | -17.54% | -17.56% | -17.57% | -17.58% | -17.6% | -17.61% | -17.63% | -17.64% | -17.65% | -17.67% | -17.68% | -17.69% | -17.7% | -17.72% | -17.73% | -17.74% | -17.75% | -17.77% | -17.78% | -17.79% | -17.8% | -17.81% | -17.82% | -17.83% | -17.84% | -17.85% | -17.87% | -17.88% | -17.89% | -17.9% | -17.91% | -17.92% | -17.93% | -17.94% | -17.95% | -17.95% | -17.96% | -17.97% | -17.98% | -17.99% | -18% | -18.01% | -18.02% | -18.03% | -18.04% | -18.04% | -18.05% | -18.06% | -18.07% | -18.08% | -18.08% | -18.09% | -18.1% | -18.11% | -18.12% | -18.12% | -18.13% | -18.14% | -18.15% | -18.15% | -18.16% | -18.17% | -18.17% | -18.18% | -18.19% | -18.2% | -18.2% | -18.21% | -18.22%
210 | Commerce Basic >40 KVA to Commercial 210 | 40.17% | 27.26% | 18.94% | 13.13% | 8.842% | 5.549% | 2.94% | 0.8212% | -0.9328% | -2.409% | -3.668% | -4.756% | -5.704% | -6.538% | -7.278% | -7.938% | -8.531% | -9.066% | -9.552% | -9.995% | -10.4% | -10.77% | -11.12% | -11.43% | -11.73% | -12% | -12.26% | -12.5% | -12.72% | -12.93% | -13.13% | -13.31% | -13.49% | -13.66% | -13.81% | -13.96% | -14.1% | -14.24% | -14.37% | -14.49% | -14.61% | -14.72% | -14.82% | -14.93% | -15.02% | -15.12% | -15.21% | -15.29% | -15.38% | -15.46% | -15.53% | -15.61% | -15.68% | -15.75% | -15.81% | -15.88% | -15.94% | -16% | -16.06% | -16.11% | -16.17% | -16.22% | -16.27% | -16.32% | -16.37% | -16.42% | -16.46% | -16.51% | -16.55% | -16.59% | -16.63% | -16.67% | -16.71% | -16.75% | -16.78% | -16.82% | -16.85% | -16.89% | -16.92% | -16.95% | -16.98% | -17.01% | -17.04% | -17.07% | -17.1% | -17.13% | -17.16% | -17.18% | -17.21% | -17.23% | -17.26% | -17.28% | -17.31% | -17.33% | -17.35% | -17.38% | -17.4% | -17.42% | -17.44% | -17.46% | -17.48% | -17.5% | -17.52% | -17.54% | -17.56% | -17.58% | -17.6% | -17.61% | -17.63% | -17.65% | -17.67% | -17.68% | -17.7% | -17.72% | -17.73% | -17.75% | -17.76% | -17.78% | -17.79% | -17.81% | -17.82% | -17.83% | -17.85% | -17.86% | -17.88% | -17.89% | -17.9% | -17.91% | -17.93% | -17.94% | -17.95% | -17.96% | -17.98% | -17.99% | -18% | -18.01% | -18.02% | -18.03% | -18.04% | -18.05% | -18.06% | -18.08% | -18.09% | -18.1% | -18.11% | -18.12% | -18.13% | -18.14% | -18.14% | -18.15% | -18.16% | -18.17% | -18.18% | -18.19% | -18.2% | -18.21% | -18.22% | -18.22% | -18.23% | -18.24% | -18.25% | -18.26% | -18.27% | -18.27% | -18.28% | -18.29% | -18.3% | -18.3% | -18.31% | -18.32% | -18.33% | -18.33% | -18.34% | -18.35% | -18.35% | -18.36% | -18.37% | -18.37% | -18.38% | -18.39% | -18.39% | -18.4% | -18.41% | -18.41% | -18.42% | -18.43% | -18.43% | -18.44% | -18.44% | -18.45% | -18.45% | -18.46% | -18.47% | -18.47% | -18.48% | -18.48% | -18.49% | -18.49% | -18.5% | -18.5% | -18.51% | -18.51% | -18.52% | -18.53%
240 | Commerce Basic >40 KVA to Commercial 240 | 59.5% | 42.41% | 31.4% | 23.71% | 18.03% | 13.67% | 10.22% | 7.418% | 5.096% | 3.143% | 1.476% | 0.03686% | -1.218% | -2.322% | -3.301% | -4.174% | -4.959% | -5.667% | -6.31% | -6.896% | -7.433% | -7.926% | -8.381% | -8.801% | -9.191% | -9.554% | -9.892% | -10.21% | -10.5% | -10.78% | -11.04% | -11.29% | -11.52% | -11.74% | -11.95% | -12.15% | -12.34% | -12.51% | -12.68% | -12.84% | -13% | -13.15% | -13.29% | -13.42% | -13.55% | -13.67% | -13.79% | -13.91% | -14.02% | -14.12% | -14.22% | -14.32% | -14.42% | -14.51% | -14.6% | -14.68% | -14.76% | -14.84% | -14.92% | -14.99% | -15.07% | -15.14% | -15.2% | -15.27% | -15.33% | -15.39% | -15.45% | -15.51% | -15.57% | -15.62% | -15.68% | -15.73% | -15.78% | -15.83% | -15.88% | -15.93% | -15.97% | -16.02% | -16.06% | -16.1% | -16.14% | -16.18% | -16.22% | -16.26% | -16.3% | -16.34% | -16.37% | -16.41% | -16.44% | -16.48% | -16.51% | -16.54% | -16.57% | -16.61% | -16.64% | -16.67% | -16.69% | -16.72% | -16.75% | -16.78% | -16.81% | -16.83% | -16.86% | -16.88% | -16.91% | -16.93% | -16.96% | -16.98% | -17% | -17.03% | -17.05% | -17.07% | -17.09% | -17.11% | -17.14% | -17.16% | -17.18% | -17.2% | -17.22% | -17.23% | -17.25% | -17.27% | -17.29% | -17.31% | -17.33% | -17.34% | -17.36% | -17.38% | -17.39% | -17.41% | -17.43% | -17.44% | -17.46% | -17.47% | -17.49% | -17.5% | -17.52% | -17.53% | -17.55% | -17.56% | -17.58% | -17.59% | -17.6% | -17.62% | -17.63% | -17.64% | -17.66% | -17.67% | -17.68% | -17.69% | -17.71% | -17.72% | -17.73% | -17.74% | -17.75% | -17.77% | -17.78% | -17.79% | -17.8% | -17.81% | -17.82% | -17.83% | -17.84% | -17.85% | -17.86% | -17.87% | -17.88% | -17.89% | -17.9% | -17.91% | -17.92% | -17.93% | -17.94% | -17.95% | -17.96% | -17.97% | -17.98% | -17.99% | -17.99% | -18% | -18.01% | -18.02% | -18.03% | -18.04% | -18.05% | -18.05% | -18.06% | -18.07% | -18.08% | -18.08% | -18.09% | -18.1% | -18.11% | -18.12% | -18.12% | -18.13% | -18.14% | -18.14% | -18.15% | -18.16% | -18.17% | -18.17% | -18.18% | -18.19%

## PV Markups
PV IMPACTS
ENERGY BLOCKS | Charges | Domestic Cost | Plus losses | Markup
(0-50) kWh/month : R/kWh | 1.6024 | 1.75 | 1.89 | -0.28765
(51-350) kWh/month : R/kWh | 2.0603 | 1.75 | 1.89 | 0.17029
(351-600) kWh/month : R/kWh | 2.8996 | 1.75 | 1.89 | 1.0096
(>600) kWh/month : R/kWh | 3.4147 | 1.75 | 1.89 | 1.5247
Lost revenue | Charges | SSEG cost | Plus losses | Markup
(>600) kWh | 3.4147 | 1.89 | 2.0412 | 1.3735
Saving in purchase | Export credit | SSEG export value | Plus losses | Markup | 0.49
All | 1.352 | 1.69 | 1.8252 | 0.4732

## Vending
VENDING COST ANALYSIS | PP rev | Commission | Transaction | Vending cost | kWh | Consumers | % of rev | R/cons/m | R/kWh
Current vending cost | 92098192.5088 |  |  | 1371970.59 | 45673681.2 | 14378 | 1.49% | 7.9518 | 0.030039
Online | 92098192.5088 | 2118258.4277 | 7775 | 2126033.4277 | 45673681.2 |  | 2.3%
High usage consumer | kWh/m |  |  | Rev | Comm | Comm/kWh | Comm/cons/m
1 | 300 |  |  | 901.8686 | 13.435 | 0.044783 | 13.435
2 | 600 |  |  | 1870.5292 | 27.8649 | 0.046442 | 27.8649
3 | 1000 |  |  | 3179.8878 | 47.3702 | 0.04737 | 47.3702
Thus addisional cost |  |  |  | 754062.8377 | R/kwh
As % of pre-paid sales |  | Total sales rev | Sale kWh | 0.8188% | 0.01651
As % of Total revenue |  | 377258758.2473 | 169145445.36 | 0.1999% | 0.0044581
0.228%
|  | R/kWh | %
R2.6 – R 1.74 = R 0.86 mil | 860000 | 0.018829 | 0.9338%
Huidige Vending Commission is Rx, (R1.74 mil per year)
Online Vending gaan ons Ry kos. (R2.6 mil per year)
Prepaid Sales = a kWh
Dus: (Ry – Rb)/ a kWh = 1.67 c/kWh
Die prepaid tariewe moet dus met R 1.67c/kwh verhoog.
In terme van die Preventative maintenace: Indien ek addisioneel R3.83m per jaar benodig
Dan moet alle tariewe verhoog met R4m/total sales = 2.22c/kWh
Kan die addsionele koste vir Preventative en Online Vending nie ingereken word by die huidinge koste itv die studie wat jy doen en dan sien ons wat die impak is om dit in en uit te sluit?